## FN
NPH_Space_M_Heating_Type | Number | Name | ElementID | NPH_Space_GEN_RoofArea | NPH_Space_M_Ventilation_Type | NPH_Space_M_AHU_Ref | Level | NPH_Space_M_EF_Ref | NPH_Space_GEN_Room_Ceiling_Height
N/A | L01-CAM-INP-S044-03 | Ensuite | 4936242 |  | D | AHU/GN/NF/B2/005 | Level(Name=L01, Elevation=25200) |  | 2400
N/A | L01-CAM-INP-S044-10 | Ensuite | 4936243 |  | D | AHU/GN/NF/B2/005 | Level(Name=L01, Elevation=25200) |  | 2400
N/A | L01-CAM-INP-S044-05 | Ensuite | 4936244 |  | D | AHU/GN/NF/B2/005 | Level(Name=L01, Elevation=25200) |  | 2400
Radiant Panel & Perimeter Coil | L01-CAM-INP-L007-16 | Bedroom - Single | 4936245 |  | NV |  | Level(Name=L01, Elevation=25200) |  | 2700
N/A | L01-CAM-INP-S044-13 | Ensuite | 4936246 |  | D | AHU/GN/NF/B2/003 | Level(Name=L01, Elevation=25200) |  | 2400
N/A | L01-CAM-INP-S044-16 | Ensuite | 4936247 |  | D | AHU/GN/NF/B2/003 | Level(Name=L01, Elevation=25200) |  | 2400
N/A | L01-CAM-INP-S044-08 | Ensuite | 4936248 |  | D | AHU/GN/NF/B2/005 | Level(Name=L01, Elevation=25200) |  | 2400
Duct Reheat | L01-CAM-INP-U0047-01 | Seclusion Room | 4936249 |  | S&E | AHU/GN/NF/B2/005 | Level(Name=L01, Elevation=25200) |  | 2700
Radiant Panel & Perimeter Coil | L01-CAM-INP-L007-05 | Bedroom - Single | 4936250 |  | NV |  | Level(Name=L01, Elevation=25200) |  | 2700
N/A | L01-CAM-INP-S044-06 | Ensuite | 4936251 |  | D | AHU/GN/NF/B2/005 | Level(Name=L01, Elevation=25200) |  | 2400
Radiant Panel & Perimeter Coil | L01-CAM-INP-L007-06 | Bedroom - Single | 4936252 |  | NV |  | Level(Name=L01, Elevation=25200) |  | 2700
Radiant Panel | L01-OPD-NEU-S053-01 | Interview Room | 4936278 |  | NV |  | Level(Name=L01, Elevation=25200) |  | 2700
Radiant Panel | L01-OPD-NEU-L027-01 | EEG Room | 4936279 |  | NV |  | Level(Name=L01, Elevation=25200) |  | 2700
Radiant Panel | L01-OPD-NEU-L027-02 | EEG Room | 4936280 |  | NV |  | Level(Name=L01, Elevation=25200) |  | 2700
Radiant Panel | L01-OPD-NEU-L027-03 | EEG Room | 4936281 |  | NV |  | Level(Name=L01, Elevation=25200) |  | 2700
Radiant Panel | L01-OPD-NEU-L027-04 | EEG Room | 4936282 |  | NV |  | Level(Name=L01, Elevation=25200) |  | 2700
Radiant Panel | L01-OPD-NEU-L027-06 | EEG Room | 4936283 |  | NV |  | Level(Name=L01, Elevation=25200) |  | 2700
Radiant Panel | L01-OPD-NEU-L027-05 | EEG Room | 4936284 |  | NV |  | Level(Name=L01, Elevation=25200) |  | 2700
N/A | L01-CAM-INP-S139-04 | Store | 4936297 |  | E | AHU/GN/NF/B2/003 | Level(Name=L01, Elevation=25200) |  | 2400
N/A | L01-CAM-INP-S044-18 | Ensuite | 4936298 |  | D | AHU/GN/NF/B2/003 | Level(Name=L01, Elevation=25200) |  | 2400
Radiant Panel | L01-CAM-CIR-C001-08 | Corridor | 4936299 |  | background S&E | AHU/GN/NF/B2/003 | Level(Name=L01, Elevation=25200) |  | 2700
Radiant Panel & Perimeter Coil | L01-CAM-INP-L007-12 | Bedroom - Single | 4936300 |  | NV |  | Level(Name=L01, Elevation=25200) |  | 2700
Radiant Panel | L01-CAM-CIR-C001-10 | Corridor | 4936301 |  | background S&E | AHU/GN/NF/B2/005 | Level(Name=L01, Elevation=25200) |  | 2700
Duct Reheat | L01-OPD-NEU-S146-01 | Waiting / Play | 4936302 |  | S&E | AHU/GN/NF/B2/001 | Level(Name=L01, Elevation=25200) |  | 3200
FCU | L01-CAM-INP-U0042-01 | Multipurpose Room | 4936304 |  | FCU | AHU/GN/NF/B2/004 | Level(Name=L01, Elevation=25200) |  | 2700
N/A | L01-CAM-INP-S139-05 | Store | 4936305 |  | E | AHU/GN/NF/B2/004 | Level(Name=L01, Elevation=25200) |  | 2400
| L01-CAM-INP-S113-02 | WC - Public | 4936306 |  | D | AHU/GN/NF/B2/004 | Level(Name=L01, Elevation=25200) |  | 2400
| L01-CAM-INP-S005-01 | Bathroom - Assisted | 4936307 |  | D | AHU/GN/NF/B2/004 | Level(Name=L01, Elevation=25200) |  | 2700
Radiant Panel & Perimeter Coil | L01-CAM-INP-L007-04 | Bedroom - Single | 4936308 |  | NV |  | Level(Name=L01, Elevation=25200) |  | 2700
Duct Reheat | L01-CAM-INP-S046-02 | Quiet Room | 4936309 |  | S&E | AHU/GN/NF/B2/004 | Level(Name=L01, Elevation=25200) |  | 2700
Radiant Panel | L01-OPD-NIC-U0426-01 | Technologists Workstations | 4936310 |  | NV |  | Level(Name=L01, Elevation=25200) |  | 2900
Radiant Panel | L01-OPD-NEU-S015-01 | Staff Beverage Bay | 4936311 |  | NV |  | Level(Name=L01, Elevation=25200) |  | 2700
Radiant Panel | L01-OPD-NEU-S016-01 | Breakout | 4936312 |  | S&E |  | Level(Name=L01, Elevation=25200) |  | 2900
Radiant Panel | L01-COR-CIR-C001-01 | Corridor | 4936313 |  | background S&E | AHU/GN/NF/B2/001 | Level(Name=L01, Elevation=25200) |  | 2700
Radiant Panel & Perimeter Coil | L01-CAM-INP-L007-13 | Bedroom - Single | 4936319 |  | NV |  | Level(Name=L01, Elevation=25200) |  | 2700
N/A | L01-CAM-INP-S044-14 | Ensuite | 4936320 |  | D | AHU/GN/NF/B2/003 | Level(Name=L01, Elevation=25200) |  | 2400
Radiant Panel & Perimeter Coil | L01-CAM-INP-L007-15 | Bedroom - Single | 4936321 |  | NV |  | Level(Name=L01, Elevation=25200) |  | 2700
Duct Reheat | L01-OPD-NEU-L028-02 | EMG Rooms | 4936330 |  | S&E | AHU/GN/NF/B2/001 | Level(Name=L01, Elevation=25200) |  | 2700
N/A | L01-OPD-NEU-S099-01 | Store - Equipment | 4936331 |  | E | AHU/GN/NF/B2/001 | Level(Name=L01, Elevation=25200) |  | 2700
| L01-OPD-NEU-S109-01 | WC - Accessible | 4936332 |  | D | AHU/GN/NF/B2/001 | Level(Name=L01, Elevation=25200) |  | 2400
Duct Reheat | L01-OPD-NEU-U0411-01 | Mobility Laboratory | 4936333 |  | S&E | AHU/GN/NF/B2/001 | Level(Name=L01, Elevation=25200) |  | 2700
FCU | L01-OPD-NEU-U0408-01 | Sitting Room for Parents/ Beverage Bay | 4936334 |  | FCU | AHU/GN/NF/B2/001 | Level(Name=L01, Elevation=25200) |  | 3200
N/A | L01-OPD-NEU-S096-01 | Store - Consumables | 4936335 |  | E | AHU/GN/NF/B2/001 | Level(Name=L01, Elevation=25200) |  | 2700
Duct Reheat | L01-OPD-NEU-L028-01 | EMG Rooms | 4936336 |  | S&E | AHU/GN/NF/B2/001 | Level(Name=L01, Elevation=25200) |  | 2700
Duct Reheat | L01-CAM-INP-S146-01 | Waiting Common Entrance to Unit 1 and 2 | 4936338 |  | S&E | AHU/GN/NF/B2/004 | Level(Name=L01, Elevation=25200) |  | 2700
FCU | L01-CAM-INP-L072-01 | Recreation /Day Area /(Games) | 4936339 |  | FCU | AHU/GN/NF/B2/004 | Level(Name=L01, Elevation=25200) |  | 2700
FCU | L01-CAM-INP-U0053-01 | TV Music Room - 12 beds | 4936340 |  | FCU | AHU/GN/NF/B2/004 | Level(Name=L01, Elevation=25200) |  | 2700
N/A | L01-CAM-INP-S044-15 | Ensuite | 4936341 |  | D | AHU/GN/NF/B2/003 | Level(Name=L01, Elevation=25200) |  | 2400
N/A | L01-CAM-INP-S139-06 | Store | 4936342 |  | E | AHU/GN/NF/B2/003 | Level(Name=L01, Elevation=25200) |  | 2400
| L01-CAM-INP-S113-01 | WC - Public | 4936343 |  | D | AHU/GN/NF/B2/004 | Level(Name=L01, Elevation=25200) |  | 2400
Duct Reheat | L01-CAM-INP-S054-01 | Family Interview Room | 4936344 |  | S&E | AHU/GN/NF/B2/004 | Level(Name=L01, Elevation=25200) |  | 2700
FCU | L01-CAM-INP-U1267-01 | Wkst - 3P | 4936354 |  | FCU | AHU/GN/NF/B2/001 | Level(Name=L01, Elevation=25200) |  | 2700
N/A | L01-CAM-INP-U0048-01 | Seclusion Room Ensuite | 4936355 |  | D | AHU/GN/NF/B2/005 | Level(Name=L01, Elevation=25200) |  | 2400
| L01-CAM-INP-S113-06 | WC - Public | 4936356 |  | D | AHU/GN/NF/B2/005 | Level(Name=L01, Elevation=25200) |  | 2400
Duct Reheat | L01-CAM-INP-U0049-01 | Seclusion Room Lobby | 4936357 |  | S&E | AHU/GN/NF/B2/005 | Level(Name=L01, Elevation=25200) |  | 2400
| L01-CAM-INP-S114-02 | WC - Staff | 4936358 |  | D | AHU/GN/NF/B2/004 | Level(Name=L01, Elevation=25200) |  | 2400
Radiant Panel & Perimeter Coil | L01-CAM-INP-L007-19 | Bedroom - Single | 4936366 |  | NV |  | Level(Name=L01, Elevation=25200) |  | 2700
N/A | L01-CAM-INP-S044-17 | Ensuite | 4936367 |  | D | AHU/GN/NF/B2/003 | Level(Name=L01, Elevation=25200) |  | 2400
Radiant Panel & Perimeter Coil | L01-CAM-INP-L007-18 | Bedroom - Single | 4936368 |  | NV |  | Level(Name=L01, Elevation=25200) |  | 2700
Radiant Panel & Perimeter Coil | L01-CAM-INP-L007-17 | Bedroom - Single | 4936369 |  | NV |  | Level(Name=L01, Elevation=25200) |  | 2700
N/A | L01-CAM-INP-S044-04 | Ensuite | 4936370 |  | D | AHU/GN/NF/B2/003 | Level(Name=L01, Elevation=25200) |  | 2400
N/A | L01-CAM-INP-S139-01 | Multipurpose Room store | 4936371 |  | E | AHU/GN/NF/B2/004 | Level(Name=L01, Elevation=25200) |  | 2400
Radiant Panel & Perimeter Coil | L01-CAM-INP-L008-01 | Bedroom - Single | 4936372 |  | NV |  | Level(Name=L01, Elevation=25200) |  | 2700
Radiant Panel | L01-CAM-INP-U0062-01 | Dining Room - (Enclosed with Glass ) | 4936373 |  | NV |  | Level(Name=L01, Elevation=25200) |  | 2700
Radiant Panel | L01-CAM-INP-L098-02 | Multipurpose Room with Art and Crafts | 4936374 |  | NV |  | Level(Name=L01, Elevation=25200) |  | 2700
Duct Reheat | L01-CAM-INP-S072-02 | Pharmacy Prep adjacent to the Staff Base | 4936375 |  | S&E | AHU/GN/NF/B2/003 | Level(Name=L01, Elevation=25200) |  | 2700
FCU | L01-CAM-INP-S134-01 | School Room | 4936376 |  | FCU | AHU/GN/NF/B2/002 | Level(Name=L01, Elevation=25200) |  | 2700
FCU | L01-CAM-INP-S057-02 | Lounge/Sitting Room -Patient | 4936377 |  | FCU | AHU/GN/NF/B2/003 | Level(Name=L01, Elevation=25200) |  | 3200
N/A | L01-CAM-INP-S056-03 | Laundry | 4936378 |  | E | AHU/GN/NF/B2/001 | Level(Name=L01, Elevation=25200) |  | 2700
N/A | L01-CAM-INP-S139-02 | Multipurpose Room store | 4936379 |  | E | AHU/GN/NF/B2/001 | Level(Name=L01, Elevation=25200) |  | 2400
| L01-CAM-INP-S114-01 | WC - Staff | 4936406 |  | D | AHU/GN/NF/B2/001 | Level(Name=L01, Elevation=25200) |  | 2400
| L01-OPD-NEU-S114-01 | WC - Staff | 4936407 |  | D | AHU/GN/NF/B2/001 | Level(Name=L01, Elevation=25200) |  | 2400
| L01-CAM-INP-S025-01 | Cleaners Room | 4936408 |  | D | AHU/GN/NF/B2/001 | Level(Name=L01, Elevation=25200) |  | 2400
| L01-OPD-NEU-S113-01 | WC - Public | 4936409 |  | D | AHU/GN/NF/B2/001 | Level(Name=L01, Elevation=25200) |  | 2400
Radiant Panel | L01-CAM-CIR-C001-11 | Corridor | 4936417 |  | background S&E | AHU/GN/NF/B2/003 | Level(Name=L01, Elevation=25200) |  | Above 3200
FCU | L01-CAM-INP-S134-02 | School Room | 4936419 |  | FCU | AHU/GN/NF/B2/002 | Level(Name=L01, Elevation=25200) |  | 2700
Radiant Panel | L01-CIR-CIR-C008-10 | Stairwell | 4936430 |  | N/A | AHU/GN/NF/B2/003 | Level(Name=L01, Elevation=25200) |  | Above 3200
Radiant Panel | L01-CAM-CIR-C001-09 | Corridor | 4936431 |  | background S&E | AHU/GN/NF/B2/003 | Level(Name=L01, Elevation=25200) |  | Above 3200
N/A | L01-CAM-INP-S044-12 | Ensuite | 4936435 |  | D | AHU/GN/NF/B2/004 | Level(Name=L01, Elevation=25200) |  | 2400
Duct Reheat | L01-CAM-INP-S053-02 | Interview Room | 4936436 |  | S&E | AHU/GN/NF/B2/004 | Level(Name=L01, Elevation=25200) |  | 2700
Radiant Panel | L01-CAM-CIR-C001-05 | Corridor | 4936443 |  | balanced S&E | AHU/GN/NF/B2/004 | Level(Name=L01, Elevation=25200) |  | 2700
Radiant Panel | L01-CAM-CIR-C001-06 | Corridor | 4936444 |  | balanced S | AHU/GN/NF/B2/004 | Level(Name=L01, Elevation=25200) |  | 2700
| L01-CAM-INP-S113-04 | WC - Public | 4936447 |  | D | AHU/GN/NF/B2/002 | Level(Name=L01, Elevation=25200) |  | 2400
Duct Reheat | L01-CAM-INP-S054-02 | Family Interview Room | 4936448 |  | S&E | AHU/GN/NF/B2/002 | Level(Name=L01, Elevation=25200) |  | 2700
FCU | L01-CAM-INP-S031-01 | Cooking Pantry | 4936449 |  | FCU | AHU/GN/NF/B2/002 | Level(Name=L01, Elevation=25200) |  | 2700
FCU | L01-CAM-INP-S057-01 | Lounge/Sitting Room - Patient | 4936486 |  | FCU | AHU/GN/NF/B2/005 | Level(Name=L01, Elevation=25200) |  | 3200
Duct Reheat | L01-OPD-NEU-L027-07 | EEG Room | 4936498 |  | S&E | AHU/GN/NF/B2/001 | Level(Name=L01, Elevation=25200) |  | 2700
Radiant Panel | L01-OPD-NEU-S132-01 | Reporting | 4936499 |  | NV |  | Level(Name=L01, Elevation=25200) |  | 2900
Radiant Panel & Perimeter Coil | L01-CAM-INP-L007-14 | Bedroom - Single | 4936509 |  | NV |  | Level(Name=L01, Elevation=25200) |  | 2700
FCU | L01-CAM-INP-S063-01 | Group Education Room/Meeting Room - Assessment | 4936563 |  | FCU | AHU/GN/NF/B2/001 | Level(Name=L01, Elevation=25200) |  | 2700
FCU | L01-CAM-INP-S094-01 | Staff Lounge/Beverage Bay with Lockers | 4936564 |  | FCU | AHU/GN/NF/B2/001 | Level(Name=L01, Elevation=25200) |  | 2700
FCU | L01-CAM-INP-S067-01 | Patient Kitchen | 4936591 |  | FCU | AHU/GN/NF/B2/001 | Level(Name=L01, Elevation=25200) |  | 2700
Duct Reheat | L01-OPD-NEU-S051-01 | Infant Feeding Room | 4936592 |  | S&E | AHU/GN/NF/B2/001 | Level(Name=L01, Elevation=25200) |  | 3200
Radiant Panel | L01-OPD-CIR-C001-01 | Corridor | 4936593 |  | background S&E | AHU/GN/NF/B2/001 | Level(Name=L01, Elevation=25200) |  | 2700
FCU | L01-HUB-ITH-S118-05 | IT Hub | 4936594 |  | FCU | AHU/GN/NF/B2/001 | Level(Name=L01, Elevation=25200) |  | N/A
Duct Reheat | L01-CAM-INP-S107-02 | Treatment / Minor Procedure Room | 4936595 |  | S&E | AHU/GN/NF/B2/004 | Level(Name=L01, Elevation=25200) |  | 2700
Radiant Panel & Perimeter Coil | L01-CAM-INP-L007-03 | Bedroom - Single | 4936597 |  | NV |  | Level(Name=L01, Elevation=25200) |  | 2700
Duct Reheat | L01-CAM-INP-S123-01 | Observation Area | 4936598 |  | S&E | AHU/GN/NF/B2/004 | Level(Name=L01, Elevation=25200) |  | 2700
Duct Reheat | L01-CAM-INP-S105-01 | Sub Wait | 4936599 |  | S&E | AHU/GN/NF/B2/004 | Level(Name=L01, Elevation=25200) |  | 2700
| L01-CAM-INP-S112-01 | WC - Assisted with Baby Change | 4936600 |  | D | AHU/GN/NF/B2/004 | Level(Name=L01, Elevation=25200) |  | 2400
FCU | L01-CAM-INP-S134-03 | School Room | 4936601 |  | FCU | AHU/GN/NF/B2/004 | Level(Name=L01, Elevation=25200) |  | 2700
FCU | L01-CAM-INP-U0072-01 | Dining Room - Small - Assessment | 4936603 |  | FCU | AHU/GN/NF/B2/004 | Level(Name=L01, Elevation=25200) |  | 2700
Duct Reheat | L01-CAM-INP-S053-04 | Interview Room | 4936604 |  | S&E | AHU/GN/NF/B2/004 | Level(Name=L01, Elevation=25200) |  | 2700
N/A | L01-CAM-INP-S042-02 | Ensuite - Assisted | 4936605 |  | D | AHU/GN/NF/B2/004 | Level(Name=L01, Elevation=25200) |  | 2700
FCU | L01-CAM-INP-L098-01 | Multipurpose Room with Art and Crafts | 4936608 |  | balanced S&E | AHU/GN/NF/B2/004 | Level(Name=L01, Elevation=25200) |  | 2700
| L01-CAM-INP-S038-01 | Disposal Room (adjacent to AGV lifts) | 4936609 |  | D | AHU/GN/NF/B2/002 | Level(Name=L01, Elevation=25200) |  | 2700
N/A | L01-CAM-INP-S042-01 | Ensuite - Assisted | 4936610 |  | D | AHU/GN/NF/B2/003 | Level(Name=L01, Elevation=25200) |  | 2700
Radiant Panel | L01-CAM-INP-S054-03 | Interview /Consulting Room - Family Assessment | 4936611 |  | NV |  | Level(Name=L01, Elevation=25200) |  | 2700
Duct Reheat | L01-CAM-INP-S022-01 | Clean Delivery Hub | 4936612 |  | S | AHU/GN/NF/B2/002 | Level(Name=L01, Elevation=25200) |  | 2700
N/A | L01-CAM-INP-S044-01 | Ensuite | 4936614 |  | D | AHU/GN/NF/B2/005 | Level(Name=L01, Elevation=25200) |  | 2400
Radiant Panel | L01-CAM-INP-L072-02 | Recreation /Day Area /(Games) | 4936627 |  | NV |  | Level(Name=L01, Elevation=25200) |  | 2700
FCU | L01-CAM-INP-U1259-01 | Teacher Wkst - 2P | 4936628 |  | FCU | AHU/GN/NF/B2/002 | Level(Name=L01, Elevation=25200) |  | 2700
Duct Reheat | L01-CAM-INP-S059-01 | MDT Resource Room | 4936630 |  | S&E | AHU/GN/NF/B2/002 | Level(Name=L01, Elevation=25200) |  | 2700
Duct Reheat | L01-CAM-INP-S105-02 | Sub Wait | 4936636 |  | S&E | AHU/GN/NF/B2/002 | Level(Name=L01, Elevation=25200) |  | 2700
FCU | L01-CAM-INP-S081-01 | Reception and Admin Base (Common entrance to CAMHS Unit 1 and 2) | 4936720 |  | FCU | AHU/GN/NF/B2/004 | Level(Name=L01, Elevation=25200) |  | 2700
| L01-CAM-INP-S050-01 | Hub (Printing and Scanning) | 4936721 |  | E | AHU/GN/NF/B2/004 | Level(Name=L01, Elevation=25200) |  | 2700
FCU | L01-HUB-ITH-S118-06 | IT Hub | 4936722 |  | FCU | AHU/GN/NF/B2/004 | Level(Name=L01, Elevation=25200) |  | N/A
Duct Reheat | L01-CAM-INP-S053-03 | Interview Room | 4936723 |  | S&E | AHU/GN/NF/B2/004 | Level(Name=L01, Elevation=25200) |  | 2700
Radiant Panel | L01-CIR-CIR-C006-04 | Lift - Stair Lobby | 4936735 |  | background S&E | AHU/GN/NF/B2/001 | Level(Name=L01, Elevation=25200) |  | 2700
Radiant Panel | L01-CIR-CIR-C006-03 | Lift - Stair Lobby | 4936748 |  | background S&E | AHU/GN/NF/B2/004 | Level(Name=L01, Elevation=25200) |  | 2700
Radiant Panel | L01-CIR-CIR-C008-04 | Stairwell | 4936757 |  | N/A |  | Level(Name=L01, Elevation=25200) |  | N/A
N/A | L01-CAM-INP-S044-02 | Ensuite | 4936780 |  | D | AHU/GN/NF/B2/004 | Level(Name=L01, Elevation=25200) |  | 2400
Radiant Panel | L01-CIR-CIR-C008-03 | Stairwell | 4936781 |  | N/A |  | Level(Name=L01, Elevation=25200) |  | N/A
FCU | L01-HUB-ITH-S118-03 | IT Hub | 4936789 |  | FCU | AHU/GN/NF/B2/002 | Level(Name=L01, Elevation=25200) |  | N/A
FCU | L01-CAM-INP-U0064-01 | TV Music Room - 8 beds | 4936792 |  | FCU | AHU/GN/NF/B2/002 | Level(Name=L01, Elevation=25200) |  | 2700
Radiant Panel | L01-CAM-CIR-C001-03 | Corridor | 4936793 |  | balanced S | AHU/GN/NF/B2/002 | Level(Name=L01, Elevation=25200) |  | 2700
N/A | L01-CAM-INP-S100-01 | Store - Equipment | 4936794 |  | E | AHU/GN/NF/B2/002 | Level(Name=L01, Elevation=25200) |  | 2700
FCU | L01-CAM-INP-U0050-01 | Patient Kitchen area adjacent to Dining Room | 4936797 |  | FCU | AHU/GN/NF/B2/004 | Level(Name=L01, Elevation=25200) |  | 2700
FCU | L01-CAM-INP-U0051-01 | Dining Room - Large (Enclosed with Glass ) | 4936798 |  | FCU | AHU/GN/NF/B2/004 | Level(Name=L01, Elevation=25200) |  | 2700
N/A | L01-CAM-INP-S044-11 | Ensuite | 4937174 |  | D | AHU/GN/NF/B2/005 | Level(Name=L01, Elevation=25200) |  | 2400
Radiant Panel & Perimeter Coil | L01-CAM-INP-L007-10 | Bedroom - Single | 4937175 |  | NV |  | Level(Name=L01, Elevation=25200) |  | 2700
Radiant Panel & Perimeter Coil | L01-CAM-INP-L007-09 | Bedroom - Single | 4937176 |  | NV |  | Level(Name=L01, Elevation=25200) |  | 2700
N/A | L01-CAM-INP-S044-09 | Ensuite | 4937177 |  | D | AHU/GN/NF/B2/005 | Level(Name=L01, Elevation=25200) |  | 2400
Radiant Panel & Perimeter Coil | L01-CAM-INP-L007-08 | Bedroom - Single | 4937178 |  | NV |  | Level(Name=L01, Elevation=25200) |  | 2700
Radiant Panel & Perimeter Coil | L01-CAM-INP-L007-07 | Bedroom - Single | 4937179 |  | NV |  | Level(Name=L01, Elevation=25200) |  | 2700
N/A | L01-CAM-INP-S044-07 | Ensuite | 4937180 |  | D | AHU/GN/NF/B2/005 | Level(Name=L01, Elevation=25200) |  | 2400
Radiant Panel & Perimeter Coil | L01-CAM-INP-L007-01 | Bedroom - Single | 4937181 |  | NV |  | Level(Name=L01, Elevation=25200) |  | 2700
Radiant Panel & Perimeter Coil | L01-CAM-INP-L007-02 | Bedroom - Single | 4937182 |  | NV |  | Level(Name=L01, Elevation=25200) |  | 2700
Duct Reheat | L01-CAM-INP-S123-02 | Observation Area | 4937202 |  | S&E | AHU/GN/NF/B2/002 | Level(Name=L01, Elevation=25200) |  | 2700
Duct Reheat | L01-OPD-NEU-S081-01 | Reception | 4937203 |  | S&E | AHU/GN/NF/B2/001 | Level(Name=L01, Elevation=25200) |  | 3200
Radiant Panel | L01-CAM-CIR-C001-04-3 | Corridor | 4937207 |  | background S&E | AHU/GN/NF/B2/003 | Level(Name=L01, Elevation=25200) |  | 2700
| L01-CAM-INP-S036-02 | Dirty Utility | 4937221 |  | D | AHU/GN/NF/B2/003 | Level(Name=L01, Elevation=25200) |  | 2700
Duct Reheat | L01-CAM-INP-S107-01 | Treatment / Minor Procedure Room | 4937222 |  | S&E | AHU/GN/NF/B2/003 | Level(Name=L01, Elevation=25200) |  | 2700
FCU | L01-CAM-INP-S092-02 | Staff Base | 4937223 |  | FCU | AHU/GN/NF/B2/003 | Level(Name=L01, Elevation=25200) |  | 3200
Duct Reheat | L01-CAM-INP-S023-02 | Clean Utility | 4937224 |  | S | AHU/GN/NF/B2/003 | Level(Name=L01, Elevation=25200) |  | 2700
| L01-CAR-INP-S109-03 | WC - Accessible | 4937225 |  | D | AHU/GN/NF/B2/003 | Level(Name=L01, Elevation=25200) |  | 2400
N/A | L01-CAM-INP-S056-02 | Bay - Linen | 4937226 |  | E | AHU/GN/NF/B2/003 | Level(Name=L01, Elevation=25200) |  | 2400
FCU | L01-CAM-INP-S091-01 | Staff sub base | 4937229 |  | FCU | AHU/GN/NF/B2/004 | Level(Name=L01, Elevation=25200) |  | 3200
FCU | L01-CAM-INP-S092-01 | Staff Base | 4937230 |  | FCU | AHU/GN/NF/B2/005 | Level(Name=L01, Elevation=25200) |  | 3200
| L01-CAM-INP-S036-01 | Dirty Utility | 4937231 |  | D | AHU/GN/NF/B2/005 | Level(Name=L01, Elevation=25200) |  | 2700
Duct Reheat | L01-CAM-INP-S023-01 | Clean Utility | 4937232 |  | S | AHU/GN/NF/B2/005 | Level(Name=L01, Elevation=25200) |  | 2700
| L01-CAM-INP-S109-01 | WC - Accessible | 4937233 |  | D | AHU/GN/NF/B2/005 | Level(Name=L01, Elevation=25200) |  | 2400
N/A | L01-CAM-INP-S056-01 | Bay - Linen | 4937234 |  | E | AHU/GN/NF/B2/005 | Level(Name=L01, Elevation=25200) |  | 2400
Duct Reheat | L00-PHA-RET-X025-01 | Dispensing (Pharmacy allowance) | 4937841 |  | S&E | AHU/GN/NF/B2/002 | Level(Name=L00 (Ground), Elevation=21000) |  | N/A
Duct Reheat | L00-OPD-CC4-S028-01 | Consulting Examination Room | 4937905 |  | S&E | AHU/GN/NF/B2/001 | Level(Name=L00 (Ground), Elevation=21000) |  | 2700
Duct Reheat | L00-OPD-CC4-S055-01 | Isolation Waiting Room | 4937906 |  | S&E | AHU/GN/NF/B2/001 | Level(Name=L00 (Ground), Elevation=21000) |  | 2700
Duct Reheat | L00-PHA-RET-X027-01 | Interview Room (Pharmacy allowance) | 4937908 |  | S&E | AHU/GN/NF/B2/002 | Level(Name=L00 (Ground), Elevation=21000) |  | N/A
Duct Reheat | L00-OPD-CC4-S028-07 | Consulting Examination Room | 4937913 |  | S&E | AHU/GN/NF/B2/001 | Level(Name=L00 (Ground), Elevation=21000) |  | 2700
Duct Reheat | L00-OPD-CC4-S051-01 | Infant Feeding Room | 4937915 |  | S&E | AHU/GN/NF/B2/001 | Level(Name=L00 (Ground), Elevation=21000) |  | 2700
Duct Reheat | L00-OPD-CC4-S028-06 | Consulting Examination Room | 4937936 |  | S&E | AHU/GN/NF/B2/001 | Level(Name=L00 (Ground), Elevation=21000) |  | 2700
Radiant Panel | L00-OPD-CC4-S028-16 | Consulting Examination Room | 4937941 |  | NV |  | Level(Name=L00 (Ground), Elevation=21000) |  | 2700
Radiant Panel | L00-OPD-CC4-S028-15 | Consulting Examination Room | 4937942 |  | NV |  | Level(Name=L00 (Ground), Elevation=21000) |  | 2700
Duct Reheat | L00-OPD-CC4-U0215-01 | Gait Assessment Room | 4937996 |  | S&E | AHU/GN/NF/B2/003 | Level(Name=L00 (Ground), Elevation=21000) |  | 2700
Duct Reheat | L00-OPD-PHC-S128-02 | Phlebotomy Rooms (To be distributed into two hubs nearer to services -OPD on two floors) | 4938016 |  | S&E | AHU/GN/NF/B2/001 | Level(Name=L00 (Ground), Elevation=21000) |  | 2700
Duct Reheat | L00-OPD-PHC-S128-01 | Phlebotomy Rooms (To be distributed into two hubs nearer to services -OPD on two floors) | 4938017 |  | S&E | AHU/GN/NF/B2/001 | Level(Name=L00 (Ground), Elevation=21000) |  | 2700
Duct Reheat | L00-OPD-PHC-S128-03 | Phlebotomy Rooms (To be distributed into two hubs nearer to services -OPD on two floors) | 4938018 |  | S&E | AHU/GN/NF/B2/001 | Level(Name=L00 (Ground), Elevation=21000) |  | 2700
FCU | L00-OPD-CC4-S075-02 | Play Area Age Appropriate | 4938019 |  | FCU | AHU/GN/NF/B2/001 | Level(Name=L00 (Ground), Elevation=21000) |  | 3200 + 2700
Duct Reheat | L00-OPD-CC4-U0222-01 | Counselling Room | 4938020 |  | S&E | AHU/GN/NF/B2/001 | Level(Name=L00 (Ground), Elevation=21000) |  | 2700
N/A | L00-OPD-CC4-S139-01 | Store Stoma Supplies | 4938021 |  | E | AHU/GN/NF/B2/001 | Level(Name=L00 (Ground), Elevation=21000) |  | 2400
Duct Reheat | L00-OPD-CC4-S108-04 | Treatment Room | 4938023 |  | S&E | AHU/GN/NF/B2/003 | Level(Name=L00 (Ground), Elevation=21000) |  | 2700
| L00-OPD-CC4-S036-01 | Dirty Utility | 4938025 |  | D | AHU/GN/NF/B2/001 | Level(Name=L00 (Ground), Elevation=21000) |  | 2700
Duct Reheat | L00-OPD-CC4-L088-01 | Urodynamics | 4938058 |  | S&E | AHU/GN/NF/B2/001 | Level(Name=L00 (Ground), Elevation=21000) |  | 2700
FCU | L00-OPD-CC4-S082-01 | Reception/Staff Base | 4938083 |  | FCU | AHU/GN/NF/B2/001 | Level(Name=L00 (Ground), Elevation=21000) |  | 2700
| L00-OPD-CC4-S113-02 | WC - Public | 4938124 |  | D | AHU/GN/NF/B2/001 | Level(Name=L00 (Ground), Elevation=21000) |  | 2400
Radiant Panel | L00-OPD-CC4-S136-01 | Therapy Rooms | 4938125 |  | NV |  | Level(Name=L00 (Ground), Elevation=21000) |  | 2700
Radiant Panel | L00-OPD-CC4-S136-02 | Therapy Rooms | 4938126 |  | NV |  | Level(Name=L00 (Ground), Elevation=21000) |  | 2700
Radiant Panel | L00-OPD-CC4-S028-03 | Consulting Examination Room | 4938127 |  | NV |  | Level(Name=L00 (Ground), Elevation=21000) |  | 2700
Radiant Panel | L00-OPD-CIR-C001-38 | Corridor | 4938128 |  | background S&E | AHU/GN/NF/B2/001 | Level(Name=L00 (Ground), Elevation=21000) |  | 2700
| L00-OPD-CC4-S111-01 | WC - Assisted | 4938150 |  | D | AHU/GN/NF/B2/002 | Level(Name=L00 (Ground), Elevation=21000) |  | 2400
Duct Reheat | L00-OPD-CC4-S027-01 | Clinical Measurement | 4938151 |  | S&E | AHU/GN/NF/B2/002 | Level(Name=L00 (Ground), Elevation=21000) |  | 2700
| L00-OPD-CC4-S036-02 | Dirty Utility | 4938152 |  | D | AHU/GN/NF/B2/002 | Level(Name=L00 (Ground), Elevation=21000) |  | 2700
N/A | L00-MAI-CRE-S139-01 | Store - Art and Craft/Stationary | 4938182 |  | E | AHU/GN/NF/B2/004 | Level(Name=L00 (Ground), Elevation=21000) |  | 2400
FCU | L00-OPD-C4W-S115-92 | Cluster 4 Workstations | 4938226 |  | FCU | AHU/GN/NF/B2/005 | Level(Name=L00 (Ground), Elevation=21000) |  | 2900
Duct Reheat | L00-OPD-CC4-S026-01 | Clinical Measurement - Large | 4938393 |  | S&E | AHU/GN/NF/B2/001 | Level(Name=L00 (Ground), Elevation=21000) |  | 2700
Duct Reheat | L00-OPD-CC4-S028-08 | Consulting Examination Room | 4938441 |  | S&E | AHU/GN/NF/B2/001 | Level(Name=L00 (Ground), Elevation=21000) |  | 2700
Duct Reheat | L00-OPD-CC4-S108-03 | Stoma Treatment Room | 4938465 |  | S&E | AHU/GN/NF/B2/001 | Level(Name=L00 (Ground), Elevation=21000) |  | 2700
Duct Reheat | L00-OPD-CC4-S028-09 | Consulting Examination Room | 4938466 |  | S&E | AHU/GN/NF/B2/001 | Level(Name=L00 (Ground), Elevation=21000) |  | 2700
FCU | L00-MAI-CRE-S081-01 | Reception | 4938467 |  | FCU | AHU/GN/NF/B2/004 | Level(Name=L00 (Ground), Elevation=21000) |  | 2700
| L00-MAI-CRE-S110-01 | WC - Accessible with Baby Change | 4938468 |  | D | AHU/GN/NF/B2/004 | Level(Name=L00 (Ground), Elevation=21000) |  | 2400
Radiant Panel | L00-MAI-CRE-U0829-01 | Playroom - children (inc wet areas) | 4938471 |  | NV |  | Level(Name=L00 (Ground), Elevation=21000) |  | Above 3200
Radiant Panel | L00-MAI-RES-U1295-01 | Restaurant seating area - Staff | 4938472 |  | NV |  | Level(Name=L00 (Ground), Elevation=21000) |  | Above 3200
Duct Reheat | L00-OPD-CC4-S091-02 | Staff Base | 4938474 |  | S&E | AHU/GN/NF/B2/002 | Level(Name=L00 (Ground), Elevation=21000) |  | 3200 + 2700
Radiant Panel | L00-OPD-CC4-S028-17 | Consulting Examination Room | 4938475 |  | NV |  | Level(Name=L00 (Ground), Elevation=21000) |  | 2700
N/A | L00-MAI-PUB-U0781-01 | ATM and Bank | 4938476 |  | S&E | AHU/GN/NF/B2/002 | Level(Name=L00 (Ground), Elevation=21000) |  | 2400
Radiant Panel | L00-OPD-CC4-S123-03 | Observations Room | 4938489 |  | NV |  | Level(Name=L00 (Ground), Elevation=21000) |  | 2700
Duct Reheat | L00-OPD-CC4-S028-02 | Consulting Examination Room | 4938490 |  | S&E | AHU/GN/NF/B2/001 | Level(Name=L00 (Ground), Elevation=21000) |  | 2700
Duct Reheat | L00-OPD-CC4-S104-02 | Sub Wait | 4938493 |  | S&E | AHU/GN/NF/B2/002 | Level(Name=L00 (Ground), Elevation=21000) |  | 3200 + 2700
N/A | L00-MAI-CRE-S139-02 | Store - Prams/ high chairs | 4938601 |  | E | AHU/GN/NF/B2/004 | Level(Name=L00 (Ground), Elevation=21000) |  | 2400
| L00-OPD-CC4-S110-01 | WC - Accessible with Baby Change | 4938639 |  | D | AHU/GN/NF/B2/001 | Level(Name=L00 (Ground), Elevation=21000) |  | 2400
FCU | L00-OPD-CC4-S075-01 | Play Area Age Appropriate | 4938640 |  | FCU | AHU/GN/NF/B2/001 | Level(Name=L00 (Ground), Elevation=21000) |  | 2700
Radiant Panel | L00-CIR-CIR-C006-07 | Lift - Stair Lobby | 4938644 |  | background S&E | AHU/GN/NF/B2/001 | Level(Name=L00 (Ground), Elevation=21000) |  | 2700
Radiant Panel | L00-CIR-CIR-C008-06 | Stairwell | 4938675 |  | N/A |  | Level(Name=L00 (Ground), Elevation=21000) |  | N/A
FCU | L00-HUB-ITH-S118-01 | IT Hub | 4938715 |  | FCU | AHU/GN/NF/B2/002 | Level(Name=L00 (Ground), Elevation=21000) |  | N/A
Duct Reheat | L00-OPD-CC4-S028-04 | Consulting Examination Room | 4938717 |  | S&E | AHU/GN/NF/B2/001 | Level(Name=L00 (Ground), Elevation=21000) |  | 2700
Duct Reheat | L00-MAI-PUB-S022-01 | Clean Delivery Hub Main Concourse Hub - Shared with Staff and Family Restaurant | 4938718 |  | S | AHU/GN/NF/B2/002 | Level(Name=L00 (Ground), Elevation=21000) |  | 2700
Radiant Panel | L00-CIR-CIR-C006-06 | Lift - Stair Lobby | 4938720 |  | balanced S | AHU/GN/NF/B2/002 | Level(Name=L00 (Ground), Elevation=21000) |  | 2700
| L00-OPD-CC4-S109-02 | WC - Accessible | 4938722 |  | D | AHU/GN/NF/B2/003 | Level(Name=L00 (Ground), Elevation=21000) |  | 2400
N/A | L00-OPD-CC4-S139-02 | Store General | 4938723 |  | E | AHU/GN/NF/B2/003 | Level(Name=L00 (Ground), Elevation=21000) |  | 2400
| L00-OPD-CC4-S114-02 | WC - Staff | 4938725 |  | D | AHU/GN/NF/B2/001 | Level(Name=L00 (Ground), Elevation=21000) |  | 2400
Radiant Panel | L00-CIR-CIR-C008-04 | Stairwell | 4938768 |  | N/A |  | Level(Name=L00 (Ground), Elevation=21000) |  | N/A
Duct Reheat | L00-OPD-CC4-S029-01 | Consulting Examination Room - Large | 4938779 |  | S&E | AHU/GN/NF/B2/003 | Level(Name=L00 (Ground), Elevation=21000) |  | 2700
Radiant Panel | L00-OPD-CIR-C001-20 | Corridor | 4938780 |  | balanced S | AHU/GN/NF/B2/002 | Level(Name=L00 (Ground), Elevation=21000) |  | 2700
Duct Reheat | L00-OPD-CC4-S104-03 | Sub Wait | 4938783 |  | S&E | AHU/GN/NF/B2/003 | Level(Name=L00 (Ground), Elevation=21000) |  | 2700
Duct Reheat | L00-OPD-CC4-S023-01 | Clean Utility | 4938786 |  | S | AHU/GN/NF/B2/001 | Level(Name=L00 (Ground), Elevation=21000) |  | 2700
Radiant Panel | L00-OPD-CIR-C001-34 | Corridor | 4938789 |  | background S&E | AHU/GN/NF/B2/001 | Level(Name=L00 (Ground), Elevation=21000) |  | 2700
Duct Reheat | L00-OPD-CC4-S040-01 | Education Room | 4938790 |  | S&E | AHU/GN/NF/B2/001 | Level(Name=L00 (Ground), Elevation=21000) |  | 2700
| L00-OPD-CC4-S109-01 | WC - Accessible | 4938795 |  | D | AHU/GN/NF/B2/001 | Level(Name=L00 (Ground), Elevation=21000) |  | 2400
Radiant Panel | L00-OPD-CIR-C001-25 | Corridor | 4938798 |  | background S&E | AHU/GN/NF/B2/001 | Level(Name=L00 (Ground), Elevation=21000) |  | 2700
Duct Reheat | L00-OPD-CC4-S137-02 | Therapy Rooms (Neuro Disabilities) | 4938802 |  | S&E | AHU/GN/NF/B2/003 | Level(Name=L00 (Ground), Elevation=21000) |  | 2700
| L00-OPD-CC4-S113-03 | WC - Public | 4938807 |  | D | AHU/GN/NF/B2/001 | Level(Name=L00 (Ground), Elevation=21000) |  | 2400
Duct Reheat | L00-OPD-CC4-S040-02 | Education Room | 4938809 |  | S&E | AHU/GN/NF/B2/001 | Level(Name=L00 (Ground), Elevation=21000) |  | 2700
Duct Reheat | L00-OPD-CC4-S028-14 | Consulting Examination Room | 4938813 |  | S&E | AHU/GN/NF/B2/003 | Level(Name=L00 (Ground), Elevation=21000) |  | 2700
Duct Reheat | L00-OPD-CC4-S137-01 | Therapy Rooms (Neuro Disabilities) | 4938817 |  | S&E | AHU/GN/NF/B2/003 | Level(Name=L00 (Ground), Elevation=21000) |  | 2700
Radiant Panel | L00-OPD-CIR-C001-35 | Corridor | 4938820 |  | background S&E | AHU/GN/NF/B2/003 | Level(Name=L00 (Ground), Elevation=21000) |  | 2700
Duct Reheat | L00-OPD-CC4-S028-13 | Consulting Examination Room | 4938823 |  | S&E | AHU/GN/NF/B2/003 | Level(Name=L00 (Ground), Elevation=21000) |  | 2700
Duct Reheat | L00-OPD-CC4-S108-02 | Treatment Room | 4938825 |  | S&E | AHU/GN/NF/B2/003 | Level(Name=L00 (Ground), Elevation=21000) |  | 2700
| L00-OPD-CC4-S113-01 | WC - Public | 4938830 |  | D | AHU/GN/NF/B2/003 | Level(Name=L00 (Ground), Elevation=21000) |  | 2400
| L00-OPD-CC4-S114-01 | WC - Staff | 4938831 |  | D | AHU/GN/NF/B2/003 | Level(Name=L00 (Ground), Elevation=21000) |  | 2400
Radiant Panel | L00-OPD-CIR-C001-01 | Corridor | 4938832 |  | background S&E | AHU/GN/NF/B2/003 | Level(Name=L00 (Ground), Elevation=21000) |  | Above 3200
Duct Reheat | L00-OPD-CC4-S060-01 | MDT Therapy Room | 4938833 |  | S&E | AHU/GN/NF/B2/003 | Level(Name=L00 (Ground), Elevation=21000) |  | 2700
Radiant Panel | L00-OPD-CC4-S029-03 | Nurse Drop In Clinic Epilepsy - (Neuro Disabilities) Large | 4938834 |  | NV |  | Level(Name=L00 (Ground), Elevation=21000) |  | 2700
Radiant Panel | L00-OPD-CC4-S029-04 | Nurse Drop In Clinic Epilepsy - (Neuro Disabilities) Large | 4938835 |  | NV |  | Level(Name=L00 (Ground), Elevation=21000) |  | 2700
Radiant Panel | L00-OPD-CC4-S028-18 | Drop in Clinic Room | 4938837 |  | NV |  | Level(Name=L00 (Ground), Elevation=21000) |  | 2700
Duct Reheat | L00-OPD-CC4-U0214-01 | CNS Spinabifida/Complex | 4938838 |  | S&E | AHU/GN/NF/B2/001 | Level(Name=L00 (Ground), Elevation=21000) |  | 2700
Duct Reheat | L00-OPD-CC4-S028-11 | Consulting Examination Room | 4938840 |  | S&E | AHU/GN/NF/B2/001 | Level(Name=L00 (Ground), Elevation=21000) |  | 2700
Radiant Panel | L00-OPD-CC4-S104-01 | Sub Wait | 4938842 |  | NV |  | Level(Name=L00 (Ground), Elevation=21000) |  | 2700
FCU | L00-OPD-CC4-S091-01 | Staff Base | 4938843 |  | FCU | AHU/GN/NF/B2/001 | Level(Name=L00 (Ground), Elevation=21000) |  | 2700
Duct Reheat | L00-OPD-CC4-S156-01 | Consult Exam - Negative Pressure (-ve) | 4938846 |  | S&E | AHU/GN/NF/B2/001 | Level(Name=L00 (Ground), Elevation=21000) |  | 2700
FCU | L00-OPD-CC4-U0212-01 | Dietition Base | 4938847 |  | FCU | AHU/GN/NF/B2/001 | Level(Name=L00 (Ground), Elevation=21000) |  | 2700
Duct Reheat | L00-OPD-CC4-S053-01 | Interview Room | 4938853 |  | S&E | AHU/GN/NF/B2/001 | Level(Name=L00 (Ground), Elevation=21000) |  | 2700
Radiant Panel | L00-OPD-CC4-S064-01 | Nurse Drop In Room | 4938855 |  | NV |  | Level(Name=L00 (Ground), Elevation=21000) |  | 2700
N/A | L00-OPD-CC4-S139-03 | Store General | 4938871 |  | E | AHU/GN/NF/B2/001 | Level(Name=L00 (Ground), Elevation=21000) |  | 2400
Radiant Panel | L00-MAI-CIR-C001-02 | Corridor | 4938880 |  | background S&E | AHU/GN/NF/B2/004 | Level(Name=L00 (Ground), Elevation=21000) |  | 2700
FCU | L00-MAI-RET-U1292-01 | Retail General | 4938883 |  | FCU | AHU/GN/NF/B2/004 | Level(Name=L00 (Ground), Elevation=21000) |  | N/A
Radiant Panel | L00-CIR-CIR-C006-05 | Lift - Stair Lobby | 4938885 |  | background S&E | AHU/GN/NF/B2/004 | Level(Name=L00 (Ground), Elevation=21000) |  | 2700
Duct Reheat | L00-OPD-CC4-S108-01 | Treatment Room | 4938898 |  | S&E | AHU/GN/NF/B2/001 | Level(Name=L00 (Ground), Elevation=21000) |  | 2700
Radiant Panel | L00-OPD-CIR-C001-15 | Corridor | 4938900 |  | background S&E | AHU/GN/NF/B2/005 | Level(Name=L00 (Ground), Elevation=21000) |  | 2900
| L00-MAI-PUB-S038-01 | Disposal Room (adjacent to AGV lifts) Main Concourse Hub - Shared with Staff and Family Restaurant | 4938951 |  | D | AHU/GN/NF/B2/002 | Level(Name=L00 (Ground), Elevation=21000) |  | 2700
FCU | L00-PHA-RET-X026-01 | Retail (Pharmacy allowance) | 4938961 |  | FCU | AHU/GN/NF/B2/002 | Level(Name=L00 (Ground), Elevation=21000) |  | N/A
Radiant Panel | L02-CIR-CIR-C004-01 | Hospital Street Shared Corridor (Between Departments) | 4939111 |  | background S&E |  | Level(Name=L02, Elevation=29400) |  | 3150
N/A | L02-PON-ACC-L029-09 | Ensuite | 4939167 |  | D | AHU/GN/NF/B2/001 | Level(Name=L02, Elevation=29400) |  | 2400
N/A | L02-PON-ACC-L029-07 | Ensuite | 4939168 |  | D | AHU/GN/NF/B2/001 | Level(Name=L02, Elevation=29400) |  | 2400
N/A | L02-PON-ACC-L029-08 | Ensuite | 4939169 |  | D | AHU/GN/NF/B2/001 | Level(Name=L02, Elevation=29400) |  | 2400
N/A | L02-PON-ACC-L029-10 | Ensuite | 4939170 |  | D | AHU/GN/NF/B2/001 | Level(Name=L02, Elevation=29400) |  | 2400
N/A | L02-PON-ACC-L029-12 | Ensuite | 4939171 |  | D | AHU/GN/NF/B2/001 | Level(Name=L02, Elevation=29400) |  | 2400
N/A | L02-PON-ACC-L029-11 | Ensuite | 4939172 |  | D | AHU/GN/NF/B2/001 | Level(Name=L02, Elevation=29400) |  | 2400
N/A | L02-PON-ACC-L029-13 | Ensuite | 4939173 |  | D | AHU/GN/NF/B2/001 | Level(Name=L02, Elevation=29400) |  | 2400
N/A | L02-PON-ACC-L029-14 | Ensuite | 4939181 |  | D | AHU/GN/NF/B2/001 | Level(Name=L02, Elevation=29400) |  | 2400
N/A | L02-HOS-DOE-S139-05 | Storage Room | 4939183 |  | E | AHU/GN/NF/B2/005 | Level(Name=L02, Elevation=29400) |  | 2400
N/A | L02-HOS-DOE-S139-04 | Storage Room | 4939184 |  | E | AHU/GN/NF/B2/005 | Level(Name=L02, Elevation=29400) |  | 2400
N/A | L02-HOS-DOE-S139-07 | Storage Room | 4939196 |  | E | AHU/GN/NF/B2/005 | Level(Name=L02, Elevation=29400) |  | 2400
Radiant Panel | L02-HOS-DOE-S134-02 | Specialist Classroom 2 | 4939197 |  | NV |  | Level(Name=L02, Elevation=29400) |  | 2700
Radiant Panel | L02-HOS-DOE-S134-01 | Specialist Classroom 1 | 4939198 |  | NV |  | Level(Name=L02, Elevation=29400) |  | 2700
Radiant Panel | L02-HOS-CIR-C001-03 | Corridor | 4939204 |  | background S&E | AHU/GN/NF/B2/005 | Level(Name=L02, Elevation=29400) |  | 2700
N/A | L02-PON-ACC-L029-04 | Ensuite | 4939213 |  | D | AHU/GN/NF/B2/001 | Level(Name=L02, Elevation=29400) |  | 2400
FCU | L02-PON-ACC-L008-04 | Bedroom Suite - For Parents | 4939214 |  | balanced S | AHU/GN/NF/B2/001 | Level(Name=L02, Elevation=29400) |  | 2700
N/A | L02-PON-ACC-L029-05 | Ensuite | 4939215 |  | D | AHU/GN/NF/B2/001 | Level(Name=L02, Elevation=29400) |  | 2400
| L02-THR-RPM-S006-01 | Baby Change | 4939217 |  | D | AHU/GN/NF/B2/003 | Level(Name=L02, Elevation=29400) |  | 2400
| L02-THR-RPM-S114-01 | WC - Staff | 4939218 |  | D | AHU/GN/NF/B2/003 | Level(Name=L02, Elevation=29400) |  | 2400
N/A | L02-PON-ACC-L032-01 | Ensuite - with Bidet | 4939259 |  | D | AHU/GN/NF/B2/001 | Level(Name=L02, Elevation=29400) |  | 2400
N/A | L02-PON-ACC-L029-17 | Ensuite | 4939260 |  | D | AHU/GN/NF/B2/001 | Level(Name=L02, Elevation=29400) |  | 2400
N/A | L02-PON-ACC-S041-01 | Ensuite - Accessible | 4939262 |  | D | AHU/GN/NF/B2/001 | Level(Name=L02, Elevation=29400) |  | 2400
N/A | L02-PON-ACC-S041-02 | Ensuite - Accessible | 4939263 |  | D | AHU/GN/NF/B2/001 | Level(Name=L02, Elevation=29400) |  | 2400
FCU | L02-PON-ACC-U1061-01 | Dining | 4939265 |  | FCU | AHU/GN/NF/B2/001 | Level(Name=L02, Elevation=29400) |  | 3200 + 2700
N/A | L02-PON-ACC-S056-01 | Laundry - Parents | 4939266 |  | E | AHU/GN/NF/B2/001 | Level(Name=L02, Elevation=29400) |  | 2400
FCU | L02-PON-ACC-L008-17 | Bedroom Suite - For Parents | 4939267 |  | balanced S | AHU/GN/NF/B2/001 | Level(Name=L02, Elevation=29400) |  | 2700
N/A | L02-PON-ACC-L032-03 | Ensuite - with Bidet | 4939268 |  | D | AHU/GN/NF/B2/001 | Level(Name=L02, Elevation=29400) |  | 2400
N/A | L02-PON-ACC-L032-04 | Ensuite - with Bidet | 4939269 |  | D | AHU/GN/NF/B2/001 | Level(Name=L02, Elevation=29400) |  | 2400
Radiant Panel | L02-PON-ACC-L008-24 | Bedroom - Single | 4939270 |  | NV |  | Level(Name=L02, Elevation=29400) |  | 2700
Radiant Panel | L02-PON-ACC-L008-25 | Bedroom - Single | 4939271 |  | NV |  | Level(Name=L02, Elevation=29400) |  | 2700
N/A | L02-PON-ACC-L032-05 | Ensuite - with Bidet | 4939272 |  | D | AHU/GN/NF/B2/001 | Level(Name=L02, Elevation=29400) |  | 2400
N/A | L02-PON-ACC-L032-06 | Ensuite - with Bidet | 4939273 |  | D | AHU/GN/NF/B2/001 | Level(Name=L02, Elevation=29400) |  | 2400
Radiant Panel | L02-PON-ACC-L008-27 | Bedroom - Single | 4939274 |  | NV |  | Level(Name=L02, Elevation=29400) |  | 2700
N/A | L02-PON-ACC-L032-07 | Ensuite - with Bidet | 4939275 |  | D | AHU/GN/NF/B2/001 | Level(Name=L02, Elevation=29400) |  | 2400
N/A | L02-PON-ACC-L032-08 | Ensuite - with Bidet | 4939276 |  | D | AHU/GN/NF/B2/001 | Level(Name=L02, Elevation=29400) |  | 2400
| L02-PON-ACC-S135-01 | Shower / Personal care Ensuites | 4939277 |  | D | AHU/GN/NF/B2/001 | Level(Name=L02, Elevation=29400) |  | 2400
| L02-PON-ACC-S135-02 | Shower / Personal care Ensuites | 4939278 |  | D | AHU/GN/NF/B2/001 | Level(Name=L02, Elevation=29400) |  | 2400
| L02-PON-ACC-S113-02 | WC - Public | 4939279 |  | D | AHU/GN/NF/B2/001 | Level(Name=L02, Elevation=29400) |  | 2400
FCU | L02-PON-ACC-S081-01 | Reception | 4939280 |  | FCU | AHU/GN/NF/B2/001 | Level(Name=L02, Elevation=29400) |  | 3200 + 2700
Duct Reheat | L02-PON-ACC-S051-01 | Infant Feeding Room | 4939281 |  | S&E | AHU/GN/NF/B2/001 | Level(Name=L02, Elevation=29400) |  | 2400
Radiant Panel | L02-PON-ACC-L008-23 | Bedroom - Single | 4939293 |  | NV |  | Level(Name=L02, Elevation=29400) |  | 2700
| L02-THR-RPM-S113-02 | WC - Public | 4939295 |  | D | AHU/GN/NF/B2/002 | Level(Name=L02, Elevation=29400) |  | 2400
FCU | L02-THR-RPM-S115-04 | Play Specialist /Therapist’s Workstations | 4939297 |  | FCU | AHU/GN/NF/B2/002 | Level(Name=L02, Elevation=29400) |  | 2700
| L02-HOS-DOE-S113-02 | WC - Public | 4939298 |  | D | AHU/GN/NF/B2/005 | Level(Name=L02, Elevation=29400) |  | 2400
FCU | L02-HOS-DOE-U0694-01 | Central General Purpose Room | 4939299 |  | FCU | AHU/GN/NF/B2/004 | Level(Name=L02, Elevation=29400) |  | 2700
| L02-HOS-DOE-S109-01 | WC - Accessible | 4939300 |  | D | AHU/GN/NF/B2/005 | Level(Name=L02, Elevation=29400) |  | 2400
Radiant Panel | L02-THR-RPM-U0766-01 | Art and Craft Room (Wet Room) / Age Category | 4939310 |  | NV |  | Level(Name=L02, Elevation=29400) |  | 2700
FCU | L02-THR-RPM-S115-01 | Workstations | 4939311 |  | FCU | AHU/GN/NF/B2/003 | Level(Name=L02, Elevation=29400) |  | 2700
FCU | L02-THR-RPM-S095-01 | Staff Room with Beverage Bay ( shared with Music Therapy) | 4939317 |  | FCU | AHU/GN/NF/B2/002 | Level(Name=L02, Elevation=29400) |  | 2700
Radiant Panel | L02-THR-RPM-S075-01 | Play Rooms for each Age Category | 4939318 |  | NV |  | Level(Name=L02, Elevation=29400) |  | 2700
N/A | L02-THR-RPM-S096-01 | Storage Area for Consumables | 4939319 |  | E | AHU/GN/NF/B2/002 | Level(Name=L02, Elevation=29400) |  | 2700
Duct Reheat | L02-THR-RPM-S146-02 | Wait 2 | 4939320 |  | S&E | AHU/GN/NF/B2/002 | Level(Name=L02, Elevation=29400) |  | 3200 + 2700
| L02-THR-RPM-S109-01 | WC - Accessible | 4939321 |  | D | AHU/GN/NF/B2/002 | Level(Name=L02, Elevation=29400) |  | 2400
| L02-THR-RPM-S113-01 | WC - Public | 4939322 |  | D | AHU/GN/NF/B2/002 | Level(Name=L02, Elevation=29400) |  | 2400
N/A | L02-THR-RPM-S139-02 | Storage | 4939323 |  | E | AHU/GN/NF/B2/002 | Level(Name=L02, Elevation=29400) |  | 2400
Radiant Panel | L02-HOS-DOE-S062-01 | Meeting Room ( parents and visitors) | 4939324 |  | NV |  | Level(Name=L02, Elevation=29400) |  | 2700
Radiant Panel | L02-HOS-DOE-U0693-01 | Quiet Room | 4939325 |  | NV |  | Level(Name=L02, Elevation=29400) |  | 2700
| L02-HOS-DOE-S113-01 | WC - Public | 4939326 |  | D | AHU/GN/NF/B2/005 | Level(Name=L02, Elevation=29400) |  | 2400
Radiant Panel | L02-DCU-CIR-C001-08 | Corridor | 4939365 |  | background S&E |  | Level(Name=L02, Elevation=29400) |  | 2700
Radiant Panel | L02-PON-CIR-C001-01 | Corridor | 4939366 |  | background S&E | AHU/GN/NF/B2/003 | Level(Name=L02, Elevation=29400) |  | Above 3200
FCU | L02-THR-RPM-S081-01 | Reception | 4939367 |  | FCU | AHU/GN/NF/B2/002 | Level(Name=L02, Elevation=29400) |  | 3200 + 2700
Radiant Panel | L02-THR-CIR-C001-02 | Corridor | 4939368 |  | balanced S | AHU/GN/NF/B2/002 | Level(Name=L02, Elevation=29400) |  | 2700
Radiant Panel | L02-THR-CIR-C001-02 | Corridor | 4939369 |  | background S&E | AHU/GN/NF/B2/003 | Level(Name=L02, Elevation=29400) |  | 2700
Radiant Panel | L02-CIR-CIR-C008-05 | Stairwell | 4939383 |  | N/A | AHU/GN/NF/B2/003 | Level(Name=L02, Elevation=29400) |  | Above 3200
Radiant Panel | L02-CIR-CIR-C001-09 | Corridor | 4939390 |  | background S&E |  | Level(Name=L02, Elevation=29400)
| L02-HOS-DOE-S109-02 | WC - Accessible | 4939403 |  | D | AHU/GN/NF/B2/005 | Level(Name=L02, Elevation=29400) |  | 2400
FCU | L02-HOS-DOE-L015-04 | Central Classroom 4 : Post Primary School | 4939404 |  | FCU | AHU/GN/NF/B2/004 | Level(Name=L02, Elevation=29400) |  | 2700
| L02-THR-RPM-S114-02 | WC - Staff | 4939406 |  | D | AHU/GN/NF/B2/002 | Level(Name=L02, Elevation=29400) |  | 2400
Duct Reheat | L02-THR-RPM-U1654-01 | Toy Disinfection Room | 4939407 |  | S | AHU/GN/NF/B2/002 | Level(Name=L02, Elevation=29400) |  | 2700
Radiant Panel | L02-CIR-CIR-C001-06-1 | Corridor | 4939413 |  | background S&E | AHU/GN/NF/B2/001 | Level(Name=L02, Elevation=29400) |  | 2700
Radiant Panel | L02-CIR-CIR-C001-03 | Corridor | 4939453 |  | background S&E | AHU/GN/NF/B2/003 | Level(Name=L02, Elevation=29400) |  | Above 3200
Radiant Panel | L02-HOS-DOE-L015-01 | Central Classroom 1 : Primary School | 4939455 |  | NV |  | Level(Name=L02, Elevation=29400) |  | 2700
Radiant Panel | L02-CIR-CIR-C001-16 | Corridor | 4939456 |  | background S&E | AHU/GN/NF/B2/003 | Level(Name=L02, Elevation=29400) |  | 2700
Radiant Panel | L02-THR-CIR-C001-04 | Corridor | 4939457 |  | background S&E | AHU/GN/NF/B2/003 | Level(Name=L02, Elevation=29400) |  | 2700
FCU | L02-THR-RPM-U0763-01 | Recreational Area | 4939459 |  | FCU | AHU/GN/NF/B2/003 | Level(Name=L02, Elevation=29400) |  | 2700
Radiant Panel | L02-PON-CIR-C001-03 | Corridor | 4939463 |  | background S&E | AHU/GN/NF/B2/001 | Level(Name=L02, Elevation=29400) |  | 2700
N/A | L02-THR-RPM-S099-01 | Storage Area for Play and Art Equipment | 4939472 |  | E | AHU/GN/NF/B2/003 | Level(Name=L02, Elevation=29400) |  | 2700
FCU | L02-PON-ACC-L008-05 | Bedroom Suite - For Parents | 4939486 |  | balanced S | AHU/GN/NF/B2/001 | Level(Name=L02, Elevation=29400) |  | 2700
FCU | L02-PON-ACC-U0124-01 | Lounge | 4939506 |  | FCU | AHU/GN/NF/B2/001 | Level(Name=L02, Elevation=29400) |  | 2700
| L02-PON-ACC-S113-03 | WC - Public | 4939508 |  | D | AHU/GN/NF/B2/001 | Level(Name=L02, Elevation=29400) |  | 2400
N/A | L02-PON-ACC-L032-02 | Ensuite - with Bidet | 4939544 |  | D | AHU/GN/NF/B2/001 | Level(Name=L02, Elevation=29400) |  | 2400
| L02-PON-ACC-S113-01 | WC - Public | 4939545 |  | D | AHU/GN/NF/B2/001 | Level(Name=L02, Elevation=29400) |  | 2400
FCU | L02-PON-ACC-U0125-01 | Pantry/Dining | 4939546 |  | FCU | AHU/GN/NF/B2/001 | Level(Name=L02, Elevation=29400) |  | 2400
FCU | L02-HOS-DOE-S095-01 | Staff Rest Room with Beverage Bay | 4939551 |  | FCU | AHU/GN/NF/B2/005 | Level(Name=L02, Elevation=29400) |  | 2700
FCU | L02-HOS-DOE-L015-03 | Central Classroom 3 : Post Primary School | 4939553 |  | FCU | AHU/GN/NF/B2/004 | Level(Name=L02, Elevation=29400) |  | 2700
Radiant Panel | L02-CIR-CIR-C001-13 | Corridor | 4939554 |  | background S&E | AHU/GN/NF/B2/004 | Level(Name=L02, Elevation=29400) |  | 2700
Duct Reheat | L02-THR-RPM-U0765-01 | Multisensory Room | 4939555 |  | S&E | AHU/GN/NF/B2/002 | Level(Name=L02, Elevation=29400) |  | 2700
N/A | L02-THR-RPM-S139-01 | Storage Music | 4939556 |  | E | AHU/GN/NF/B2/002 | Level(Name=L02, Elevation=29400) |  | 2700
Radiant Panel | L02-THR-RPM-S153-01 | Art Therapy | 4939557 |  | NV |  | Level(Name=L02, Elevation=29400) |  | 2700
N/A | L02-THR-RPM-S139-03 | Storage | 4939558 |  | E | AHU/GN/NF/B2/002 | Level(Name=L02, Elevation=29400) |  | 2400
Duct Reheat | L02-THR-RPM-S146-01 | Wait 1 | 4939559 |  | S&E | AHU/GN/NF/B2/002 | Level(Name=L02, Elevation=29400) |  | 3200 + 2700
| L02-THR-RPM-S025-01 | Cleaners Room | 4939560 |  | D | AHU/GN/NF/B2/002 | Level(Name=L02, Elevation=29400) |  | 2400
Radiant Panel | L02-THR-RPM-U0769-01 | Music Room | 4939562 |  | NV |  | Level(Name=L02, Elevation=29400) |  | 2700
Duct Reheat | L02-THR-RPM-S022-01 | Clean Delivery | 4939563 |  | S | AHU/GN/NF/B2/002 | Level(Name=L02, Elevation=29400) |  | 2700
FCU | L02-THR-RPM-U0762-01 | Adolescent Area / Workstations including Games / Fun Zone | 4939564 |  | FCU | AHU/GN/NF/B2/003 | Level(Name=L02, Elevation=29400) |  | 2700
Radiant Panel | L02-PON-ACC-L008-28 | Bedroom - Single | 4939565 |  | NV |  | Level(Name=L02, Elevation=29400) |  | 2700
| L02-THR-RPM-S037-01 | Disposal Hold | 4939566 |  | D | AHU/GN/NF/B2/002 | Level(Name=L02, Elevation=29400) |  | 2700
FCU | L02-THR-RPM-S075-03 | Play Rooms for each Age Category | 4939568 |  | FCU | AHU/GN/NF/B2/003 | Level(Name=L02, Elevation=29400) |  | 2700
Radiant Panel | L02-PON-ACC-L008-26 | Bedroom - Single | 4939580 |  | NV |  | Level(Name=L02, Elevation=29400) |  | 2700
FCU | L02-PON-ACC-U0126-01 | Family Resource Centre/Library - 4 Workstation for PC | 4939582 |  | FCU | AHU/GN/NF/B2/001 | Level(Name=L02, Elevation=29400) |  | 2700
Radiant Panel | L02-CIR-CIR-C001-13 | Corridor | 4939615 |  | background S&E | AHU/GN/NF/B2/004 | Level(Name=L02, Elevation=29400) |  | 2700
FCU | L02-THR-RPM-S075-02 | Play Rooms for each Age Category | 4939622 |  | FCU | AHU/GN/NF/B2/003 | Level(Name=L02, Elevation=29400) |  | 2700
Radiant Panel | L02-HOS-DOE-L015-02 | Central Classroom 2 : Primary School | 4939623 |  | NV |  | Level(Name=L02, Elevation=29400) |  | 2700
Radiant Panel | L02-CIR-CIR-C001-01 | Corridor | 4939660 |  | NV |  | Level(Name=L02, Elevation=29400) |  | Above 3200
N/A | L02-PON-ACC-L029-06 | Ensuite | 4939696 |  | D | AHU/GN/NF/B2/001 | Level(Name=L02, Elevation=29400) |  | 2400
Radiant Panel | L02-CIR-CIR-C001-07 | Corridor | 4939698 |  | background S&E | AHU/GN/NF/B2/001 | Level(Name=L02, Elevation=29400) |  | 2700
Radiant Panel | L02-CIR-CIR-C006-07 | Lift - Stair Lobby | 4939702 |  | background S&E | AHU/GN/NF/B2/001 | Level(Name=L02, Elevation=29400) |  | 2700
FCU | L02-HOS-DOE-U0697-01 | Secretarial Base | 4939713 |  | FCU | AHU/GN/NF/B2/004 | Level(Name=L02, Elevation=29400) |  | 2700
Radiant Panel | L02-CIR-CIR-C006-05 | Lift - Stair Lobby | 4939716 |  | background S&E | AHU/GN/NF/B2/004 | Level(Name=L02, Elevation=29400) |  | 2700
Radiant Panel | L02-CIR-CIR-C008-06 | Stairwell | 4939721 |  | N/A |  | Level(Name=L02, Elevation=29400) |  | N/A
Radiant Panel | L02-HOS-CIR-C001-01 | Corridor | 4939747 |  | balanced S | AHU/GN/NF/B2/005 | Level(Name=L02, Elevation=29400) |  | 2700
FCU | L02-HOS-DOE-U0696-01 | Principles Base | 4939748 |  | FCU | AHU/GN/NF/B2/004 | Level(Name=L02, Elevation=29400) |  | 2700
Radiant Panel | L02-CIR-CIR-C008-04 | Stairwell | 4939749 |  | N/A |  | Level(Name=L02, Elevation=29400) |  | N/A
FCU | L02-HUB-ITH-S118-11 | IT Hub | 4939753 |  | FCU | AHU/GN/NF/B2/002 | Level(Name=L02, Elevation=29400) |  | N/A
Radiant Panel | L02-CIR-CIR-C006-06 | Lift - Stair Lobby | 4939756 |  | balanced S | AHU/GN/NF/B2/002 | Level(Name=L02, Elevation=29400) |  | 2700
FCU | L02-PON-ACC-U0133-01 | Fitness suite | 4939757 |  | FCU | AHU/GN/NF/B2/001 | Level(Name=L02, Elevation=29400) |  | 2700
N/A | L02-HOS-DOE-S139-01 | Storage Room | 4939761 |  | E | AHU/GN/NF/B2/004 | Level(Name=L02, Elevation=29400) |  | 2400
FCU | L02-PON-ACC-L008-16 | Bedroom Suite - For Parents | 4939762 |  | balanced S | AHU/GN/NF/B2/001 | Level(Name=L02, Elevation=29400) |  | 2700
FCU | L02-PON-ACC-L008-15 | Bedroom Suite - For Parents | 4939765 |  | balanced S | AHU/GN/NF/B2/001 | Level(Name=L02, Elevation=29400) |  | 2700
N/A | L02-HOS-DOE-S139-06 | Storage Room | 4939770 |  | E | AHU/GN/NF/B2/005 | Level(Name=L02, Elevation=29400) |  | 2400
Radiant Panel | L02-CIR-CIR-C001-06-2 | Corridor | 4940227 |  | balanced S | AHU/GN/NF/B2/001 | Level(Name=L02, Elevation=29400) |  | 2700
Radiant Panel | L02-DCU-CIR-C001-08 | Corridor | 4940241 |  | background S&E |  | Level(Name=L02, Elevation=29400) |  | 2700
FCU | L03-EDU-ETC-U0902-01 | Kiosk outlets (One to be located in the Education Centre) | 4940419 |  | FCU | AHU/GN/NF/B2/004 | Level(Name=L03, Elevation=33600) |  | 3200 + 2700
FCU | L03-EDU-ETC-S143-01 | Reception | 4940467 |  | FCU | AHU/GN/NF/B2/004 | Level(Name=L03, Elevation=33600) |  | 3200 + 2700
Radiant Panel | L03-EDU-ETC-L079-01 | Seminar Room - Small | 4940469 |  | NV |  | Level(Name=L03, Elevation=33600) |  | 2700
Radiant Panel | L03-EDU-ETC-L086-04 | Tutorial Bay | 4940470 |  | NV |  | Level(Name=L03, Elevation=33600) |  | 2700
FCU | L03-EDU-ETC-U0962-02 | Computer Lab | 4940471 |  | balanced S&E | AHU/GN/NF/B2/004 | Level(Name=L03, Elevation=33600) |  | 2900
FCU | L03-EDU-ETC-L086-08 | Tutorial Bay | 4940472 |  | FCU | AHU/GN/NF/B2/004 | Level(Name=L03, Elevation=33600) |  | 2700
FCU | L03-EDU-ETC-L086-01 | Tutorial Bay | 4940473 |  | FCU | AHU/GN/NF/B2/004 | Level(Name=L03, Elevation=33600) |  | 2700
| L03-EDU-ETC-S109-02 | WC - Accessible | 4940474 |  | D | AHU/GN/NF/B2/004 | Level(Name=L03, Elevation=33600) |  | 2400
Radiant Panel | L03-EDU-ETC-L078-02 | Seminar Room - Large | 4940475 |  | NV |  | Level(Name=L03, Elevation=33600) |  | 2700
Radiant Panel | L03-EDU-ETC-L078-03 | Seminar Room - Large | 4940476 |  | NV |  | Level(Name=L03, Elevation=33600) |  | 2700
Radiant Panel | L03-EDU-ETC-L079-08 | Seminar Room - Small | 4940477 |  | NV |  | Level(Name=L03, Elevation=33600) |  | 2700
Radiant Panel | L03-EDU-ETC-L017-02 | Clinical Skills Labs (MDT) | 4940478 |  | NV |  | Level(Name=L03, Elevation=33600) |  | 2700
Radiant Panel | L03-EDU-ETC-L017-03 | Clinical Skills Labs (MDT) | 4940479 |  | NV |  | Level(Name=L03, Elevation=33600) |  | 2700
FCU | L03-EDU-ETC-L079-06 | Seminar Room - Small | 4940480 |  | FCU | AHU/GN/NF/B2/002 | Level(Name=L03, Elevation=33600) |  | 2700
FCU | L03-EDU-ETC-L079-02 | Seminar Room - Small | 4940481 |  | FCU | AHU/GN/NF/B2/002 | Level(Name=L03, Elevation=33600) |  | 2700
FCU | L03-EDU-ETC-L079-03 | Seminar Room - Small | 4940482 |  | FCU | AHU/GN/NF/B2/002 | Level(Name=L03, Elevation=33600) |  | 2700
FCU | L03-EDU-ETC-L017-01 | Clinical Skills Room (Inpatient template) | 4940533 |  | FCU | AHU/GN/NF/B2/002 | Level(Name=L03, Elevation=33600) |  | 2700
FCU | L03-EDU-ETC-L078-04 | Seminar Room - Large | 4940534 |  | FCU | AHU/GN/NF/B2/002 | Level(Name=L03, Elevation=33600) |  | 2700
Radiant Panel | L03-EDU-ETC-S113-02 | WC - Public | 4940535 |  | D | AHU/GN/NF/B2/002 | Level(Name=L03, Elevation=33600) |  | 2400
Radiant Panel | L03-EDU-ETC-S139-03 | Store | 4940537 |  | E | AHU/GN/NF/B2/002 | Level(Name=L03, Elevation=33600) |  | 2400
FCU | L03-EDU-ETC-L079-07 | Seminar Room - Small | 4940538 |  | FCU | AHU/GN/NF/B2/002 | Level(Name=L03, Elevation=33600) |  | 2700
FCU | L03-EDU-ETC-S030-01 | Control Room - Simulation lab | 4940539 |  | FCU | AHU/GN/NF/B2/002 | Level(Name=L03, Elevation=33600) |  | 2700
FCU | L03-EDU-ETC-U0954-01 | Simulation lab | 4940540 |  | FCU | AHU/GN/NF/B2/002 | Level(Name=L03, Elevation=33600) |  | 2700
N/A | L03-EDU-ETC-S140-01 | Store (Skills centre) | 4940541 |  | E | AHU/GN/NF/B2/002 | Level(Name=L03, Elevation=33600) |  | 2700
Radiant Panel | L03-CIR-CIR-C003-02 | Concourse Circulation | 4940570 |  | background S&E |  | Level(Name=L03, Elevation=33600) |  | Above 3200
Radiant Panel | L03-CIR-CIR-C003-01 | Concourse Circulation | 4940605 |  | background S&E | AHU/GN/NF/B2/002 | Level(Name=L03, Elevation=33600) |  | N/A
Radiant Panel | L03-EDU-ETC-L078-01 | Seminar Room - Large | 4940637 |  | NV |  | Level(Name=L03, Elevation=33600) |  | 2700
FCU | L03-EDU-ETC-L079-05 | Seminar Room - Small | 4940667 |  | FCU | AHU/GN/NF/B2/004 | Level(Name=L03, Elevation=33600) |  | 2700
FCU | L03-EDU-ETC-L086-07 | Tutorial Bay | 4940669 |  | FCU | AHU/GN/NF/B2/002 | Level(Name=L03, Elevation=33600) |  | 2700
FCU | L03-EDU-ETC-L086-05 | Tutorial Bay | 4940670 |  | FCU | AHU/GN/NF/B2/002 | Level(Name=L03, Elevation=33600) |  | 2700
FCU | L03-EDU-ETC-L086-03 | Tutorial Bay | 4940671 |  | FCU | AHU/GN/NF/B2/002 | Level(Name=L03, Elevation=33600) |  | 2700
| L03-EDU-ETC-S113-01 | WC - Public | 4940691 |  | D | AHU/GN/NF/B2/004 | Level(Name=L03, Elevation=33600) |  | 2400
Radiant Panel | L03-EDU-ETC-L086-02 | Tutorial Bay | 4940692 |  | NV |  | Level(Name=L03, Elevation=33600) |  | 2700
Radiant Panel | L03-EDU-ETC-L086-06 | Tutorial Bay | 4940708 |  | NV |  | Level(Name=L03, Elevation=33600) |  | 2700
| L03-EDU-ETC-S109-01 | WC - Accessible | 4940750 |  | D | AHU/GN/NF/B2/002 | Level(Name=L03, Elevation=33600) |  | 2400
FCU | L03-HUB-ITH-S118-02 | IT Hub | 4940770 |  | FCU | AHU/GN/NF/B2/004 | Level(Name=L03, Elevation=33600) |  | N/A
FCU | L03-EDU-ETC-L079-04 | Seminar Room - Small | 4940771 |  | FCU | AHU/GN/NF/B2/004 | Level(Name=L03, Elevation=33600) |  | 2700
Radiant Panel | L03-CIR-CIR-C004-01 | Hospital Street Shared Corridor (Between Departments) | 4940772 |  | background S&E |  | Level(Name=L03, Elevation=33600) |  | 3150
FCU | L03-EDU-ETC-U0971-01 | Multifaith Room | 4940801 |  | FCU | AHU/GN/NF/B2/004 | Level(Name=L03, Elevation=33600) |  | 2700
N/A | L03-EDU-ETC-S139-04 | Store | 4940810 |  | E | AHU/GN/NF/B2/004 | Level(Name=L03, Elevation=33600) |  | 2400
Radiant Panel | L03-CIR-CIR-C008-04 | Stairwell | 4940812 |  | N/A | AHU/GN/NF/B2/004 | Level(Name=L03, Elevation=33600) |  | N/A
FCU | L03-EDU-ETC-U0969-01 | Common Room with lockers | 4940813 |  | FCU | AHU/GN/NF/B2/004 | Level(Name=L03, Elevation=33600) |  | 2700
Radiant Panel | L03-CIR-CIR-C008-03 | Stairwell | 4940814 |  | N/A |  | Level(Name=L03, Elevation=33600) |  | N/A
N/A | L03-EDU-ETC-S139-02 | Store | 4940824 |  | E | AHU/GN/NF/B2/002 | Level(Name=L03, Elevation=33600) |  | 2400
Radiant Panel | L03-CIR-CIR-C006-06 | Lift - Stair Lobby | 4940826 |  | background S&E | AHU/GN/NF/B2/002 | Level(Name=L03, Elevation=33600) |  | 2700
FCU | L03-EDU-ETC-L078-05 | Seminar Room - Tele/Video-conference facility | 4940869 |  | balanced S&E | AHU/GN/NF/B2/004 | Level(Name=L03, Elevation=33600) |  | 2700
Radiant Panel | L03-CIR-CIR-C006-04 | Lift - Stair Lobby | 4940870 |  | background S&E | AHU/GN/NF/B2/004 | Level(Name=L03, Elevation=33600) |  | 2700
FCU | L03-EDU-ETC-U0962-01 | Computer Lab | 4940877 |  | FCU | AHU/GN/NF/B2/002 | Level(Name=L03, Elevation=33600) |  | 2900
Radiant Panel | L03-CIR-CIR-C006-05 | Lift - Stair Lobby | 4940878 |  | background S&E | AHU/GN/NF/B2/004 | Level(Name=L03, Elevation=33600) |  | 2700
Radiant Panel | L03-EDU-CIR-C001-02-2 | Corridor | 4940888 |  | background S&E | AHU/GN/NF/B2/002 | Level(Name=L03, Elevation=33600) |  | 2700
Radiant Panel | L03-EDU-CIR-C001-02-3 | Corridor | 5048629 |  | background S&E | AHU/GN/NF/B2/004 | Level(Name=L03, Elevation=33600) |  | 2700
Radiant Panel | L03-EDU-CIR-C001-02-1 | Corridor | 5048675 |  | background S&E | AHU/GN/NF/B2/002 | Level(Name=L03, Elevation=33600) |  | 2700
Radiant Panel | L01-CAM-CIR-C001-04-2 | Corridor | 5049249 |  | background S&E | AHU/GN/NF/B2/001 | Level(Name=L01, Elevation=25200) |  | 2700
Radiant Panel | L01-CAM-CIR-C001-04-1 | Corridor | 5049252 |  | balanced S&E | AHU/GN/NF/B2/002 | Level(Name=L01, Elevation=25200) |  | 2700
Duct Reheat | L00-OPD-CC4-S058-01 | Main Waiting | 5052309 |  | S&E | AHU/GN/NF/B2/001 | Level(Name=L00 (Ground), Elevation=21000) |  | 2700
Duct Reheat | L00-OPD-CC4-S028-10 | Consulting Examination Room | 5052316 |  | S&E | AHU/GN/NF/B2/001 | Level(Name=L00 (Ground), Elevation=21000) |  | 2700
Duct Reheat | L00-OPD-CC4-S028-05 | Consulting Examination Room | 5052318 |  | S&E | AHU/GN/NF/B2/001 | Level(Name=L00 (Ground), Elevation=21000) |  | 2700
Duct Reheat | L00-OPD-CC4-S028-12 | Consulting Examination Room | 5052320 |  | S&E | AHU/GN/NF/B2/001 | Level(Name=L00 (Ground), Elevation=21000) |  | 2700
Duct Reheat | L00-OPD-CC4-S029-02 | Consulting Examination Room - Large | 5052322 |  | S&E | AHU/GN/NF/B2/001 | Level(Name=L00 (Ground), Elevation=21000) |  | 2700
Duct Reheat | L00-OPD-CC4-L088-02 | Urodynamics | 5052324 |  | S&E | AHU/GN/NF/B2/001 | Level(Name=L00 (Ground), Elevation=21000) |  | 2700
Duct Reheat | L00-OPD-CC4-S060-03 | MDT Therapy Room | 5052326 |  | S&E | AHU/GN/NF/B2/001 | Level(Name=L00 (Ground), Elevation=21000) |  | 2700
Duct Reheat | L00-OPD-CC4-S123-01 | Observation Room | 5052328 |  | S&E | AHU/GN/NF/B2/003 | Level(Name=L00 (Ground), Elevation=21000) |  | 2700
Duct Reheat | L00-OPD-CC4-U0219-01 | Counselling Room | 5052330 |  | S&E | AHU/GN/NF/B2/003 | Level(Name=L00 (Ground), Elevation=21000) |  | 2700
Duct Reheat | L00-OPD-CC4-S060-02 | MDT Therapy Room | 5052332 |  | S&E | AHU/GN/NF/B2/003 | Level(Name=L00 (Ground), Elevation=21000) |  | 2700
Radiant Panel | L00-OPD-CIR-C001-36 | Corridor | 5052334 |  | background S&E | AHU/GN/NF/B2/005 | Level(Name=L00 (Ground), Elevation=21000) |  | Above 3200
N/A | B02-PLA-PLA-U1715-01 | Air Handling Plantroom - North Fingers | 5052340 |  | background S&E |  | Level(Name=B02, Elevation=10200) |  | N/A
FCU | L01-OPD-C4W-S115-02 | CAMHS Workstation | 5052350 |  | FCU | AHU/GN/NF/B2/001 | Level(Name=L01, Elevation=25200) |  | 2900
Radiant Panel & Perimeter Coil | L01-CAM-INP-L007-11 | Bedroom - Single | 5052356 |  | NV |  | Level(Name=L01, Elevation=25200) |  | 2700
Duct Reheat | L01-CAM-INP-S072-01 | Pharmacy Prep adjacent to the Staff Base | 5052360 |  | S&E | AHU/GN/NF/B2/005 | Level(Name=L01, Elevation=25200) |  | 2700
Radiant Panel | L02-PON-ACC-L008-06 | Bedroom Suite - For Parents | 5052377 |  | NV |  | Level(Name=L02, Elevation=29400) |  | 2700
Radiant Panel | L02-PON-ACC-L008-07 | Bedroom Suite - For Parents | 5052379 |  | NV |  | Level(Name=L02, Elevation=29400) |  | 2700
Radiant Panel | L02-PON-ACC-L008-08 | Bedroom Suite - For Parents | 5052381 |  | NV |  | Level(Name=L02, Elevation=29400) |  | 2700
Radiant Panel | L02-PON-ACC-L008-09 | Bedroom Suite - For Parents | 5052383 |  | NV |  | Level(Name=L02, Elevation=29400) |  | 2700
Radiant Panel | L02-PON-ACC-L008-10 | Bedroom Suite - For Parents | 5052385 |  | NV |  | Level(Name=L02, Elevation=29400) |  | 2700
Radiant Panel | L02-PON-ACC-L008-11 | Bedroom Suite - For Parents | 5052387 |  | NV |  | Level(Name=L02, Elevation=29400) |  | 2700
Radiant Panel | L02-PON-ACC-L008-12 | Bedroom Suite - For Parents | 5052389 |  | NV |  | Level(Name=L02, Elevation=29400) |  | 2700
Radiant Panel | L02-PON-ACC-L008-13 | Bedroom Suite - For Parents | 5052391 |  | NV |  | Level(Name=L02, Elevation=29400) |  | 2700
Radiant Panel | L02-PON-ACC-L008-14 | Bedroom Suite - For Parents | 5052393 |  | NV |  | Level(Name=L02, Elevation=29400) |  | 2700
FCU | L02-PON-ACC-L008-22 | Bedroom - Single | 5052395 |  | balanced S | AHU/GN/NF/B2/001 | Level(Name=L02, Elevation=29400) |  | 2700
FCU | L02-PON-ACC-L008-21 | Bedroom - Single | 5052397 |  | balanced S | AHU/GN/NF/B2/001 | Level(Name=L02, Elevation=29400) |  | 2700
Radiant Panel |  | Computer Lab | 5052407 |  | background S&E | AHU/GN/NF/B2/002 | Level(Name=L03, Elevation=33600) |  | 2900
Radiant Panel |  | Computer Lab | 5052409 |  | background S&E | AHU/GN/NF/B2/004 | Level(Name=L03, Elevation=33600) |  | 2900
Radiant Panel | L00-CIR-CIR-C008-05 | Stairwell | 5053243 |  | N/A |  | Level(Name=L00 (Ground), Elevation=21000) |  | Above 3200
Radiant Panel | Number Undefined 1 | Name Undefined 1 | 5053250 |  | background S&E | AHU/GN/NF/B2/001 | Level(Name=L01, Elevation=25200)
Radiant Panel | Number Undefined 2 | Name Undefined 2 | 5053256 |  | background S&E | AHU/GN/NF/B2/004 | Level(Name=L01, Elevation=25200)
Radiant Panel | Number Undefined 3 | Name Undefined 3 | 5053268 |  | background S&E |  | Level(Name=L01, Elevation=25200)
Radiant Panel | LG-CIR-CIR-C008-10 | Stairwell | 5131326 |  | N/A |  | Level(Name=L-1 (Lr Ground), Elevation=16800) |  | N/A
Radiant Panel | B01-CIR-CIR-C008-04 | Stairwell | 5131327 |  | N/A |  | Level(Name=B01, Elevation=13500) |  | N/A
Radiant Panel | Number Undefined 4 | Number Undefined 4 | 5537624 |  | background S&E | AHU/GN/NF/B2/004 | Level(Name=L03, Elevation=33600)
Radiant Panel | L00-OPD-CIR-C001-20-1 | Space | 5863087 |  | background S&E | AHU/GN/NF/B2/003 | Level(Name=L00 (Ground), Elevation=21000) |  | 2700
Radiant Panel | L01-CAM-CIR-C001-07 | Space | 5866990 |  | balanced S&E | AHU/GN/NF/B2/005 | Level(Name=L01, Elevation=25200) |  | 2700
FCU | L00-MAI-RET-U0780-01 | Retail General | 5926188 |  | FCU | AHU/GN/NF/B2/004 | Level(Name=L00 (Ground), Elevation=21000)
FCU | L00-MAI-VOL-S115-01 | Workstations | 5926190 |  | FCU | AHU/GN/NF/B2/004 | Level(Name=L00 (Ground), Elevation=21000)
FCU | L00-MAI-SEC-U0837-01 | Satelite Security Room Located with CCTV Monitoring) | 5926192 |  | FCU | AHU/GN/NF/B2/004 | Level(Name=L00 (Ground), Elevation=21000)
FCU | L00-MAI-SWI-S095-01 | Staff Rest Room with Small Pantry | 5926194 |  | FCU | AHU/GN/NF/B2/004 | Level(Name=L00 (Ground), Elevation=21000)
Duct Reheat | L00-MAI-PUB-S021-01 | Changing Room | 5926196 |  | S&E | AHU/GN/NF/B2/004 | Level(Name=L00 (Ground), Elevation=21000)
Duct Reheat | L00-MAI-PUB-S053-01 | Interview Room (Locate behing Main reception) | 5926198 |  | S&E | AHU/GN/NF/B2/004 | Level(Name=L00 (Ground), Elevation=21000)
FCU | L00-MAI-SWI-U0833-01 | Switchboard base (5P) | 5926200 |  | FCU | AHU/GN/NF/B2/004 | Level(Name=L00 (Ground), Elevation=21000)

## FS
NPH_Space_M_Heating_Type | Number | Name | ElementID | NPH_Space_GEN_RoofArea | NPH_Space_M_Ventilation_Type | NPH_Space_M_AHU_Ref | Level | NPH_Space_M_EF_Ref | NPH_Space_GEN_Room_Ceiling_Height
| B02-PLA-PLA-U1695-01E | Air Handling Plantroom - South Fingers | 4972640 |  |  |  | Level(Name=B02, Elevation=10200) |  | N/A
Duct Reheat | LG-OPD-CC1-S028-12 | Consulting Examination Room | 4972738 |  | S&E | AHU/GN/SF/B2/009 | Level(Name=L-1 (Lr Ground), Elevation=16800) |  | 2700
Duct Reheat | LG-OPD-CC1-S028-13 | Consulting Examination Room | 4972739 |  | S&E | AHU/GN/SF/B2/009 | Level(Name=L-1 (Lr Ground), Elevation=16800) |  | 2700
Duct Reheat | LG-OPD-CC1-S028-14 | Consulting Examination Room | 4972740 |  | S&E | AHU/GN/SF/B2/009 | Level(Name=L-1 (Lr Ground), Elevation=16800) |  | 2700
Duct Reheat | LG-OPD-CC1-S028-15 | Consulting Examination Room | 4972741 |  | S&E | AHU/GN/SF/B2/009 | Level(Name=L-1 (Lr Ground), Elevation=16800) |  | 2700
Duct Reheat | LG-OPD-CC1-S108-03 | Minor Procedures Room (shared with Rheumatology) | 4972742 |  | S&E | AHU/GN/SF/B2/009 | Level(Name=L-1 (Lr Ground), Elevation=16800) |  | 2700
Duct Reheat | LG-OPD-CC1-S108-05 | Treatment Room | 4972743 |  | S&E | AHU/GN/SF/B2/009 | Level(Name=L-1 (Lr Ground), Elevation=16800) |  | 2700
Duct Reheat | LG-OPD-CC2-S108-02 | OT Hand Therapy | 4972744 |  | S&E | AHU/GN/SF/B2/010 | Level(Name=L-1 (Lr Ground), Elevation=16800) |  | 2700
Duct Reheat | LG-OPD-CC2-S023-01 | Clean Utility | 4972745 |  | S&E | AHU/GN/SF/B2/010 | Level(Name=L-1 (Lr Ground), Elevation=16800) |  | 2700
Radiant Panel | LG-OPD-CC2-S029-03 | Consulting Examination Room - ENT | 4972746 |  | NV |  | Level(Name=L-1 (Lr Ground), Elevation=16800) |  | 2700
Duct Reheat | LG-OPD-CC2-U0167-01 | Upper Scope Prep and Storage Room | 4972747 |  | S&E | AHU/GN/SF/B2/002 | Level(Name=L-1 (Lr Ground), Elevation=16800) |  | 2700
Radiant Panel | LG-OPD-CC2-L063-02 | Paediatric Dental X-Ray Rooms | 4972761 |  | NV |  | Level(Name=L-1 (Lr Ground), Elevation=16800) |  | 2700
Radiant Panel | LG-OPD-CC2-L063-04 | Paediatric Dental X-Ray Rooms | 4972762 |  | NV |  | Level(Name=L-1 (Lr Ground), Elevation=16800) |  | 2700
Duct Reheat | LG-OPD-CC2-S156-01 | Consult Exam - Negative Pressure (-ve) - Copy | 4972763 |  | S&E | AHU/GN/SF/B2/010 | Level(Name=L-1 (Lr Ground), Elevation=16800) |  | 2700
Radiant Panel | LG-OPD-CIR-C001-20 | Corridor | 4972764 |  | background S&E | AHU/GN/SF/B2/010 | Level(Name=L-1 (Lr Ground), Elevation=16800) |  | 2700
Radiant Panel | LG-OPD-CIR-C001-15 | Corridor | 4972765 |  | background S&E | AHU/GN/SF/B2/004 | Level(Name=L-1 (Lr Ground), Elevation=16800) |  | 2700
Radiant Panel | LG-OPD-CC2-S090-01 | Nurse Base | 4972766 |  | NV |  | Level(Name=L-1 (Lr Ground), Elevation=16800) |  | 2700
Radiant Panel | LG-OPD-CC1-S028-01 | Consulting Examination Room | 4972767 |  | NV |  | Level(Name=L-1 (Lr Ground), Elevation=16800) |  | 2700
Duct Reheat | LG-OPD-CC2-S051-01 | Infant Feeding Room | 4972768 |  | S&E | AHU/GN/SF/B2/010 | Level(Name=L-1 (Lr Ground), Elevation=16800) |  | 2400
N/A | LG-OPD-CC2-S113-02 | WC - Public | 4972769 |  | D | AHU/GN/SF/B2/010 | Level(Name=L-1 (Lr Ground), Elevation=16800) |  | 2400
Duct Reheat | LG-OPD-CC2-L067-01 | Plastics Dressings/Treatment | 4972770 |  | S&E | AHU/GN/SF/B2/010 | Level(Name=L-1 (Lr Ground), Elevation=16800) |  | 2700
Duct Reheat | LG-OPD-CC1-S156-13 | Consult Exam - Negative Pressure (-ve) | 4972771 |  | S&E | AHU/GN/SF/B2/009 | Level(Name=L-1 (Lr Ground), Elevation=16800) |  | 2700
Duct Reheat | LG-OPD-CC1-S108-04 | Treatment Room - Dedicated (adjacent to assisted bathroom) | 4972772 |  | S&E | AHU/GN/SF/B2/009 | Level(Name=L-1 (Lr Ground), Elevation=16800) |  | 2700
Radiant Panel | LG-OPD-CIR-C001-11 | Corridor | 4972773 |  | background S&E | AHU/GN/SF/B2/011 | Level(Name=L-1 (Lr Ground), Elevation=16800) |  | 2700
Duct Reheat | LG-OPD-AUD-S123-01 | Observation Control Rooms Transfer of 1 | 4972776 |  | S&E | AHU/GN/SF/B2/002 | Level(Name=L-1 (Lr Ground), Elevation=16800) |  | N/A
Duct Reheat | LG-OPD-PHC-S128-02 | Phlebotomy Rooms (To be distributed into two hubs nearer to services -OPD on two floors) | 4972777 |  | S&E | AHU/GN/SF/B2/002 | Level(Name=L-1 (Lr Ground), Elevation=16800) |  | 2700
Duct Reheat | LG-OPD-CC1-S059-02 | MDT Drop in Room Rheumatology | 4972784 |  | S&E | AHU/GN/SF/B2/009 | Level(Name=L-1 (Lr Ground), Elevation=16800) |  | 2700
Duct Reheat | LG-OPD-CC1-S156-07 | Consulting Examination Room - CF Respiratory - Negative Pressure (-ve) | 4972786 |  | S&E | AHU/GN/SF/B2/009 | Level(Name=L-1 (Lr Ground), Elevation=16800) |  | 2700
FCU | LG-OPD-ORS-U0135-01 | Enquiry Desk/ Reception Base/ Electronic Check in | 4972787 |  | FCU | AHU/GN/SF/B2/002 | Level(Name=L-1 (Lr Ground), Elevation=16800) |  | 2700
Radiant Panel | LG-OPD-CIR-C001-23 | Corridor | 4972788 |  | background S&E | AHU/GN/SF/B2/002 | Level(Name=L-1 (Lr Ground), Elevation=16800) |  | 2700
Duct Reheat | LG-OPD-AUD-U0438-01 | Electrophysiology Room /Brain Stem Evoked Room | 4972789 |  | S&E | AHU/GN/SF/B2/002 | Level(Name=L-1 (Lr Ground), Elevation=16800) |  | 2700
N/A | LG-OPD-ORS-S006-02 | Baby Change | 4972790 |  | D | AHU/GN/SF/B2/002 | Level(Name=L-1 (Lr Ground), Elevation=16800) |  | 2400
N/A | LG-OPD-ORS-S113-03 | WC - Public | 4972791 |  | D | AHU/GN/SF/B2/002 | Level(Name=L-1 (Lr Ground), Elevation=16800) |  | 2400
N/A | LG-OPD-ORS-S113-02 | WC - Public | 4972792 |  | D | AHU/GN/SF/B2/002 | Level(Name=L-1 (Lr Ground), Elevation=16800) |  | 2400
Radiant Panel | LG-OPD-CC1-S028-03 | Consulting Examination Room | 4972793 |  | NV |  | Level(Name=L-1 (Lr Ground), Elevation=16800) |  | 2700
Radiant Panel | LG-OPD-CC1-S053-04 | Interview (Gastro Psych) | 4972794 |  | NV |  | Level(Name=L-1 (Lr Ground), Elevation=16800) |  | 2700
Radiant Panel | LG-OPD-CC1-S053-05 | Interview (Gastro Dietician) | 4972795 |  | NV |  | Level(Name=L-1 (Lr Ground), Elevation=16800) |  | 2700
Duct Reheat | LG-OPD-CC1-S156-11 | Education Rooms / Treatment Rooms CF - Negative Pressure (-ve) | 4972802 |  | S&E | AHU/GN/SF/B2/009 | Level(Name=L-1 (Lr Ground), Elevation=16800) |  | 2700
Duct Reheat | LG-OPD-CC1-S156-10 | Education Rooms / Treatment Rooms CF - Negative Pressure (-ve) | 4972803 |  | S&E | AHU/GN/SF/B2/009 | Level(Name=L-1 (Lr Ground), Elevation=16800) |  | 2700
Duct Reheat | LG-OPD-CC1-S156-09 | Education Rooms / Treatment Rooms CF - Negative Pressure (-ve) | 4972804 |  | S&E | AHU/GN/SF/B2/009 | Level(Name=L-1 (Lr Ground), Elevation=16800) |  | 2700
Duct Reheat | LG-OPD-CC1-S156-01 | Nurse Drop in Room CF | 4972805 |  | S&E | AHU/GN/SF/B2/009 | Level(Name=L-1 (Lr Ground), Elevation=16800) |  | 2700
Duct Reheat | LG-OPD-CC1-S156-02 | Nurse Drop in Room CF | 4972806 |  | S&E | AHU/GN/SF/B2/009 | Level(Name=L-1 (Lr Ground), Elevation=16800) |  | 2700
Radiant Panel | LG-OPD-CC1-S139-01 | TPN Store | 4972807 |  | E | AHU/GN/SF/B2/011 | Level(Name=L-1 (Lr Ground), Elevation=16800) |  | 2700
Radiant Panel | LG-OPD-CIR-C001-18 | Corridor | 4972808 |  | background S&E | AHU/GN/SF/B2/011 | Level(Name=L-1 (Lr Ground), Elevation=16800) |  | 2700
Duct Reheat | LG-OPD-CC1-S078-01 | Prep Room | 4972809 |  | S&E | AHU/GN/SF/B2/011 | Level(Name=L-1 (Lr Ground), Elevation=16800) |  | 2700
FCU | LG-OPD-CC2-S082-01 | Reception/Staff Base | 4972810 |  | FCU | AHU/GN/SF/B2/010 | Level(Name=L-1 (Lr Ground), Elevation=16800) |  | 2700
Duct Reheat | LG-OPD-AUD-S123-03 | Observation Control Rooms Transfer of 1 | 4972814 |  | S&E | AHU/GN/SF/B2/002 | Level(Name=L-1 (Lr Ground), Elevation=16800) |  | N/A
Radiant Panel | LG-OPD-CIR-C001-22 | Corridor | 4972815 |  | background S&E | AHU/GN/SF/B2/002 | Level(Name=L-1 (Lr Ground), Elevation=16800) |  | 2700
N/A | LG-OPD-ORS-S113-04 | WC - Public | 4972816 |  | D | AHU/GN/SF/B2/002 | Level(Name=L-1 (Lr Ground), Elevation=16800) |  | 2400
N/A | LG-OPD-ORS-S113-01 | WC - Public | 4972817 |  | D | AHU/GN/SF/B2/002 | Level(Name=L-1 (Lr Ground), Elevation=16800) |  | 2400
N/A | LG-OPD-ORS-S006-01 | Baby Change | 4972818 |  | D | AHU/GN/SF/B2/002 | Level(Name=L-1 (Lr Ground), Elevation=16800) |  | 2400
Duct Reheat | LG-OPD-AUD-S123-07 | Observation Control Rooms Transfer of 1 | 4972819 |  | S&E | AHU/GN/SF/B2/002 | Level(Name=L-1 (Lr Ground), Elevation=16800) |  | N/A
Duct Reheat | LG-OPD-AUD-L039-07 | Free Field Sound Rooms Transfer of 1 | 4972820 |  | S&E | AHU/GN/SF/B2/002 | Level(Name=L-1 (Lr Ground), Elevation=16800) |  | N/A
Duct Reheat | LG-OPD-AUD-L084-04 | Sound Booths Transfer of 1 | 4972821 |  | S&E | AHU/GN/SF/B2/002 | Level(Name=L-1 (Lr Ground), Elevation=16800) |  | N/A
Duct Reheat | LG-OPD-AUD-L084-02 | Sound Booths Transfer of 1 | 4972822 |  | S&E | AHU/GN/SF/B2/002 | Level(Name=L-1 (Lr Ground), Elevation=16800) |  | N/A
Duct Reheat | LG-OPD-AUD-S123-08 | Observation Control Rooms Transfer of 1 | 4972823 |  | S&E | AHU/GN/SF/B2/002 | Level(Name=L-1 (Lr Ground), Elevation=16800) |  | N/A
Duct Reheat | LG-OPD-AUD-S123-09 | Observation Control Rooms Transfer of 1 | 4972824 |  | S&E | AHU/GN/SF/B2/002 | Level(Name=L-1 (Lr Ground), Elevation=16800) |  | N/A
Radiant Panel | LG-OPD-CC2-S029-01 | Consulting Examination Room - ENT | 4972825 |  | NV |  | Level(Name=L-1 (Lr Ground), Elevation=16800) |  | 2700
Radiant Panel | LG-OPD-CIR-C001-13 | Corridor | 4972826 |  | background S&E | AHU/GN/SF/B2/010 | Level(Name=L-1 (Lr Ground), Elevation=16800) |  | 2700
Duct Reheat | LG-OPD-CC2-S060-01 | MDT Therapy Room | 4972827 |  | S&E | AHU/GN/SF/B2/010 | Level(Name=L-1 (Lr Ground), Elevation=16800) |  | 2700
Duct Reheat | LG-OPD-AUD-L084-01 | Sound Booths Transfer of 1 | 4972828 |  | S&E | AHU/GN/SF/B2/002 | Level(Name=L-1 (Lr Ground), Elevation=16800) |  | N/A
DUB | LG-OPD-MIL-U0639-01 | Large Workstation with printing | 4972830 |  | DUB |  | Level(Name=L-1 (Lr Ground), Elevation=16800) |  | 2700
DUB | LG-OPD-RED-L068-02 | Plethysmography | 4972831 |  | DUB |  | Level(Name=L-1 (Lr Ground), Elevation=16800) |  | 2700
DUB | LG-OPD-RED-L085-01 | Spirometry | 4972832 |  | DUB |  | Level(Name=L-1 (Lr Ground), Elevation=16800) |  | 2700
DUB | LG-OPD-CC1-S064-07 | Nurse Drop in Clinic | 4972833 |  | DUB |  | Level(Name=L-1 (Lr Ground), Elevation=16800) |  | 2700
Radiant Panel | LG-CIR-CIR-C008-02 | Stairwell | 4972834 |  | background S&E | AHU/GN/SF/B2/011 | Level(Name=L-1 (Lr Ground), Elevation=16800) |  | Above 3200
Duct Reheat | LG-OPD-CC2-S139-01 | Store /Sterile/Medication | 4972835 |  | S&E | AHU/GN/SF/B2/007 | Level(Name=L-1 (Lr Ground), Elevation=16800) |  | 2700
N/A | LG-OPD-CC1-S110-01 | WC - Accessible with Baby Change | 4972836 |  | D | AHU/GN/SF/B2/011 | Level(Name=L-1 (Lr Ground), Elevation=16800) |  | 2400
Radiant Panel | LG-OPD-CC1-S064-12 | Nurse Drop-In Liver | 4972837 |  | NV |  | Level(Name=L-1 (Lr Ground), Elevation=16800) |  | 2700
Duct Reheat | LG-OPD-CC1-S028-11 | Consulting Examination Room | 4972838 |  | S&E | AHU/GN/SF/B2/009 | Level(Name=L-1 (Lr Ground), Elevation=16800) |  | 2700
Duct Reheat | LG-OPD-CC1-L016-02 | CF OT/Physiotherapy GYM Room (Access to Resuscitation Equipment) | 4972839 |  | S&E | AHU/GN/SF/B2/009 | Level(Name=L-1 (Lr Ground), Elevation=16800) |  | 2700
N/A | LG-OPD-CC1-S010-01 | Bay - Resus Trolley | 4972840 |  | E | AHU/GN/SF/B2/009 | Level(Name=L-1 (Lr Ground), Elevation=16800) |  | 2700
FCU | LG-OPD-CC1-S082-01 | Reception/Staff Base | 4972841 |  | FCU | AHU/GN/SF/B2/009 | Level(Name=L-1 (Lr Ground), Elevation=16800) |  | 2700
Duct Reheat | LG-OPD-CC1-L046-02 | Laser Rooms x 2 | 4972842 |  | S&E | AHU/GN/SF/B2/009 | Level(Name=L-1 (Lr Ground), Elevation=16800) |  | 2700
Duct Reheat | LG-OPD-CC1-L016-01 | CF OT/Physiotherapy GYM Room (Access to Resuscitation Equipment) | 4972843 |  | S&E | AHU/GN/SF/B2/009 | Level(Name=L-1 (Lr Ground), Elevation=16800) |  | 2700
Duct Reheat | LG-OPD-CC1-S156-08 | Consulting Examination Room - CF Respiratory - Negative Pressure (-ve) | 4972844 |  | S&E | AHU/GN/SF/B2/009 | Level(Name=L-1 (Lr Ground), Elevation=16800) |  | 2700
Duct Reheat | LG-OPD-CC1-S064-05 | Nurse Drop In Clinic (Immunology and Allergy) | 4972845 |  | S&E | AHU/GN/SF/B2/009 | Level(Name=L-1 (Lr Ground), Elevation=16800) |  | 2700
N/A | LG-OPD-CC2-S114-02 | WC - Staff | 4972851 |  | D | AHU/GN/SF/B2/011 | Level(Name=L-1 (Lr Ground), Elevation=16800) |  | 2400
N/A | LG-OPD-CC2-S114-01 | WC - Staff | 4972852 |  | D | AHU/GN/SF/B2/011 | Level(Name=L-1 (Lr Ground), Elevation=16800) |  | 2400
N/A | LG-OPD-CC1-S113-06 | WC - Public | 4972855 |  | D | AHU/GN/SF/B2/009 | Level(Name=L-1 (Lr Ground), Elevation=16800) |  | 2400
Radiant Panel | LG-OPD-CIR-C001-01 | Corridor | 4972857 |  | background S&E | AHU/GN/SF/B2/002 | Level(Name=L-1 (Lr Ground), Elevation=16800) |  | 2700
Duct Reheat | LG-OPD-CC2-U0166-01 | ENT Treatment Room | 4972858 |  | S&E | AHU/GN/SF/B2/002 | Level(Name=L-1 (Lr Ground), Elevation=16800) |  | 2700
DUB | LG-OPD-MIL-S139-01 | Store | 4972859 |  | DUB |  | Level(Name=L-1 (Lr Ground), Elevation=16800) |  | 2400
DUB | LG-OPD-CC1-S029-01 | Consulting Examination Room - Large | 4972860 |  | DUB |  | Level(Name=L-1 (Lr Ground), Elevation=16800) |  | 2700
DUB | LG-OPD-C1W-S114-01 | WC - Staff | 4972861 |  | DUB |  | Level(Name=L-1 (Lr Ground), Elevation=16800) |  | 2400
DUB | LG-OPD-C1W-S114-02 | WC - Staff | 4972862 |  | DUB |  | Level(Name=L-1 (Lr Ground), Elevation=16800) |  | 2400
Duct Reheat | LG-OPD-CC1-S028-10 | Consulting Examination Room | 4972863 |  | S&E | AHU/GN/SF/B2/009 | Level(Name=L-1 (Lr Ground), Elevation=16800) |  | 2700
Duct Reheat | LG-OPD-AUD-S123-10 | Observation | 4972878 |  | S&E | AHU/GN/SF/B2/002 | Level(Name=L-1 (Lr Ground), Elevation=16800) |  | N/A
Duct Reheat | LG-OPD-AUD-L039-10 | Free Field Sound Rooms Transfer of 1 | 4972879 |  | S&E | AHU/GN/SF/B2/002 | Level(Name=L-1 (Lr Ground), Elevation=16800) |  | N/A
Duct Reheat | LG-OPD-AUD-S054-01 | Interview and Fitting Room | 4972880 |  | S&E | AHU/GN/SF/B2/002 | Level(Name=L-1 (Lr Ground), Elevation=16800) |  | 2700
Duct Reheat | LG-OPD-AUD-L039-06 | Free Field Sound Rooms Transfer of 1 | 4972900 |  | S&E | AHU/GN/SF/B2/002 | Level(Name=L-1 (Lr Ground), Elevation=16800) |  | N/A
Duct Reheat | LG-OPD-AUD-S123-06 | Observation Control Rooms Transfer of 1 | 4972901 |  | S&E | AHU/GN/SF/B2/002 | Level(Name=L-1 (Lr Ground), Elevation=16800) |  | N/A
Duct Reheat | LG-OPD-AUD-L039-05 | Free Field Sound Rooms Transfer of 1 | 4972902 |  | S&E | AHU/GN/SF/B2/002 | Level(Name=L-1 (Lr Ground), Elevation=16800) |  | N/A
Duct Reheat | LG-OPD-AUD-S123-04 | Observation Control Rooms/ Fitting Room | 4972903 |  | S&E | AHU/GN/SF/B2/002 | Level(Name=L-1 (Lr Ground), Elevation=16800) |  | N/A
Duct Reheat | LG-OPD-AUD-L039-04 | Free Field Sound Rooms Transfer of 1 | 4972904 |  | S&E | AHU/GN/SF/B2/002 | Level(Name=L-1 (Lr Ground), Elevation=16800) |  | N/A
Duct Reheat | LG-OPD-CC2-S070-01 | Patient Changing Room with Hoist Facilities | 4972906 |  | S&E | AHU/GN/SF/B2/002 | Level(Name=L-1 (Lr Ground), Elevation=16800) |  | 2400
Duct Reheat | LG-OPD-CC1-S116-02 | Changing Cubicle - Accessible (UV Treatment Room) | 4972922 |  | S&E | AHU/GN/SF/B2/009 | Level(Name=L-1 (Lr Ground), Elevation=16800) |  | 2400
Duct Reheat | LG-OPD-CC1-S028-16 | Consulting Examination Room | 4972923 |  | S&E | AHU/GN/SF/B2/009 | Level(Name=L-1 (Lr Ground), Elevation=16800) |  | 2700
Duct Reheat | LG-OPD-CC1-L046-01 | Laser Rooms x 2 | 4972924 |  | S&E | AHU/GN/SF/B2/009 | Level(Name=L-1 (Lr Ground), Elevation=16800) |  | 2700
Duct Reheat | LG-OPD-CC1-S028-07 | Consulting Examination Room | 4972925 |  | S&E | AHU/GN/SF/B2/009 | Level(Name=L-1 (Lr Ground), Elevation=16800) |  | 2700
Duct Reheat | LG-OPD-CC1-U0157-01 | Infant Feeding Room/Newborn Screening | 4972926 |  | S&E | AHU/GN/SF/B2/009 | Level(Name=L-1 (Lr Ground), Elevation=16800) |  | 2700
N/A | LG-OPD-CC1-S113-05 | WC - Public | 4972927 |  | D | AHU/GN/SF/B2/009 | Level(Name=L-1 (Lr Ground), Elevation=16800) |  | 2400
Duct Reheat | LG-OPD-CC1-S023-02 | Clean Utility | 4972928 |  | S&E | AHU/GN/SF/B2/009 | Level(Name=L-1 (Lr Ground), Elevation=16800) |  | 2700
N/A | LG-OPD-CC1-S113-02 | WC - Public | 4972931 |  | D | AHU/GN/SF/B2/009 | Level(Name=L-1 (Lr Ground), Elevation=16800) |  | 2400
N/A | LG-OPD-CC1-S109-04 | WC - Accessible | 4972932 |  | D | AHU/GN/SF/B2/009 | Level(Name=L-1 (Lr Ground), Elevation=16800) |  | 2400
Duct Reheat | LG-OPD-CC1-S064-03 | Nurse Drop In Clinic | 4972933 |  | S&E | AHU/GN/SF/B2/009 | Level(Name=L-1 (Lr Ground), Elevation=16800) |  | 2700
Duct Reheat | LG-OPD-CC1-S064-02 | Nurse Drop In Clinic | 4972934 |  | S&E | AHU/GN/SF/B2/009 | Level(Name=L-1 (Lr Ground), Elevation=16800) |  | 2700
Duct Reheat | LG-OPD-AUD-L084-03 | Sound Booths Transfer of 1 | 4972936 |  | S&E | AHU/GN/SF/B2/002 | Level(Name=L-1 (Lr Ground), Elevation=16800) |  | N/A
Radiant Panel | LG-OPD-CIR-C001-06 | Corridor | 4972937 |  | background S&E | AHU/GN/SF/B2/009 | Level(Name=L-1 (Lr Ground), Elevation=16800) |  | 2700
Radiant Panel | LG-OPD-CIR-C001-02 | Corridor | 4972939 |  | background S&E | AHU/GN/SF/B2/009 | Level(Name=L-1 (Lr Ground), Elevation=16800) |  | 2700
Radiant Panel | LG-OPD-CIR-C001-03 | Corridor | 4972940 |  | background S&E | AHU/GN/SF/B2/009 | Level(Name=L-1 (Lr Ground), Elevation=16800) |  | 2700
N/A | LG-OPD-CC2-S036-01 | Dirty Utility | 4972942 |  | D | AHU/GN/SF/B2/010 | Level(Name=L-1 (Lr Ground), Elevation=16800) |  | 2700
FCU | LG-OPD-CC2-U0169-01 | Team Room/ Case Conference Room( locate adjacent to core Meeting Room ) | 4972950 |  | FCU | AHU/GN/SF/B2/002 | Level(Name=L-1 (Lr Ground), Elevation=16800) |  | 2700
Duct Reheat | LG-OPD-CC2-S029-08 | Consulting Examination Room - ENT | 4972952 |  | S&E | AHU/GN/SF/B2/002 | Level(Name=L-1 (Lr Ground), Elevation=16800) |  | 2700
N/A | LG-OPD-ORS-S025-02 | Cleaners Room | 4972953 |  | D | AHU/GN/SF/B2/007 | Level(Name=L-1 (Lr Ground), Elevation=16800) |  | 2400
Radiant Panel | LG-OPD-CIR-C001-24 | Corridor | 4972954 |  | background S&E | AHU/GN/SF/B2/007 | Level(Name=L-1 (Lr Ground), Elevation=16800) |  | 2700
Radiant Panel | LG-OPD-CIR-C001-21 | Corridor | 4972955 |  | background S&E | AHU/GN/SF/B2/007 | Level(Name=L-1 (Lr Ground), Elevation=16800) |  | 2700
N/A | LG-OPD-CC1-L099-01 | Ensuite - No Shower | 4972956 |  | D | AHU/IS/SF/B2/002 | Level(Name=L-1 (Lr Ground), Elevation=16800) |  | 2700
Duct Reheat | LG-OPD-CC1-S001-02 | Airlock Lobby | 4972957 |  | S | AHU/IS/SF/B2/002 | Level(Name=L-1 (Lr Ground), Elevation=16800) |  | 2400
Duct Reheat | LG-OPD-CC1-S035-01 | Dietition Clinic Room | 4972960 |  | S&E | AHU/GN/SF/B2/007 | Level(Name=L-1 (Lr Ground), Elevation=16800) |  | 2700
N/A | LG-OPD-CC1-S109-01 | WC - Accessible | 4972961 |  | D | AHU/GN/SF/B2/007 | Level(Name=L-1 (Lr Ground), Elevation=16800) |  | 2400
N/A | LG-OPD-CC2-S113-01 | WC - Public | 4972962 |  | D | AHU/GN/SF/B2/007 | Level(Name=L-1 (Lr Ground), Elevation=16800) |  | 2400
N/A | LG-OPD-ORS-S038-02 | Disposal Room (adjacent to AGV lifts) | 4972963 |  | D | AHU/GN/SF/B2/007 | Level(Name=L-1 (Lr Ground), Elevation=16800) |  | 2700
Duct Reheat | LG-OPD-CC2-L062-02 | Orthodontics Rooms | 4972964 |  | S&E | AHU/GN/SF/B2/007 | Level(Name=L-1 (Lr Ground), Elevation=16800) |  | 2700
N/A | LG-OPD-CC1-S156-04 | Consult Exam - Negative Pressure (-ve) | 4972965 |  | N/A | AHU/IS/SF/B2/002 | Level(Name=L-1 (Lr Ground), Elevation=16800) |  | 2700
N/A | LG-OPD-CC1-S156-05 | Consult Exam - Negative Pressure (-ve) | 4972966 |  | N/A | AHU/IS/SF/B2/002 | Level(Name=L-1 (Lr Ground), Elevation=16800) |  | 2700
Duct Reheat | LG-OPD-CC2-S029-10 | Consulting Examination Room - Large | 4972967 |  | S&E | AHU/GN/SF/B2/004 | Level(Name=L-1 (Lr Ground), Elevation=16800) |  | 2700
Duct Reheat | LG-OPD-CC2-S108-07 | SandLT Treatment Room | 4972968 |  | S&E | AHU/GN/SF/B2/004 | Level(Name=L-1 (Lr Ground), Elevation=16800) |  | 2700
Duct Reheat | LG-OPD-CC2-S029-11 | Nurse Drop in Clinic ENT | 4972969 |  | S&E | AHU/GN/SF/B2/002 | Level(Name=L-1 (Lr Ground), Elevation=16800) |  | 2700
FCU | LG-OPD-AUD-S092-01 | Staff Base | 4972970 |  | FCU | AHU/GN/SF/B2/002 | Level(Name=L-1 (Lr Ground), Elevation=16800) |  | 2700
FCU | LG-OPD-CC1-S081-01 | Reception Base | 4972971 |  | FCU | AHU/GN/SF/B2/009 | Level(Name=L-1 (Lr Ground), Elevation=16800) |  | 2700
N/A | LG-OPD-CC1-S109-03 | WC - Accessible | 4972972 |  | D | AHU/GN/SF/B2/009 | Level(Name=L-1 (Lr Ground), Elevation=16800) |  | 2400
DUB | LG-OPD-RED-S139-01 | Store | 4972990 |  | DUB |  | Level(Name=L-1 (Lr Ground), Elevation=16800) |  | 2400
FCU | LG-OPD-C1W-S115-55 | Administration Workstation | 4973006 |  | FCU | AHU/GN/SF/B2/009 | Level(Name=L-1 (Lr Ground), Elevation=16800) |  | 2900
FCU | LG-OPD-AUD-S115-01 | Audiologist Workstations | 4973015 |  | FCU | AHU/GN/SF/B2/002 | Level(Name=L-1 (Lr Ground), Elevation=16800) |  | 2900
Radiant Panel | LG-OPD-CIR-C001-30 | Corridor | 4973020 |  | background S&E | AHU/GN/SF/B2/011 | Level(Name=L-1 (Lr Ground), Elevation=16800) |  | Above 3200
FCU | LG-OPD-C1W-S115-53 | Administration Workstation | 4973036 |  | FCU | AHU/GN/SF/B2/011 | Level(Name=L-1 (Lr Ground), Elevation=16800) |  | Above 3200
Radiant Panel | LG-OPD-CC2-U0174-01 | Dedicated Dental Hygienist (adjacent to the dental Rooms) | 4973055 |  | NV |  | Level(Name=L-1 (Lr Ground), Elevation=16800) |  | 2700
Radiant Panel | LG-OPD-CC1-S064-11 | Nurse Drop-In GI | 4973056 |  | NV |  | Level(Name=L-1 (Lr Ground), Elevation=16800) |  | 2700
Duct Reheat | LG-OPD-CC1-S059-01 | MDT Drop in Room Allergy | 4973057 |  | S&E | AHU/GN/SF/B2/009 | Level(Name=L-1 (Lr Ground), Elevation=16800) |  | 2700
Duct Reheat | LG-OPD-CC1-S108-06 | Gastroenterology Treatment Room | 4973059 |  | S&E | AHU/GN/SF/B2/011 | Level(Name=L-1 (Lr Ground), Elevation=16800) |  | 2700
Radiant Panel | LG-OPD-CC1-S064-01 | Nurse Drop In Clinic (adjacent to minor procedure; assisted bathroom and Treatment Room) | 4973061 |  | NV |  | Level(Name=L-1 (Lr Ground), Elevation=16800) |  | 2700
Duct Reheat | LG-OPD-CC1-U0161-01 | Gastro Motility | 4973064 |  | S&E | AHU/GN/SF/B2/011 | Level(Name=L-1 (Lr Ground), Elevation=16800) |  | 2700
Radiant Panel | LG-OPD-CC2-L063-03 | Paediatric Dental X-Ray Rooms | 4973065 |  | NV |  | Level(Name=L-1 (Lr Ground), Elevation=16800) |  | 2700
Radiant Panel | LG-OPD-CC1-S028-09 | Consulting Examination Room | 4973066 |  | NV |  | Level(Name=L-1 (Lr Ground), Elevation=16800) |  | 2700
Radiant Panel | LG-OPD-CC2-S040-01 | Education Room | 4973067 |  | NV |  | Level(Name=L-1 (Lr Ground), Elevation=16800) |  | 2700
Duct Reheat | LG-OPD-CC2-S027-01 | Clinical Measurement | 4973069 |  | S&E | AHU/GN/SF/B2/010 | Level(Name=L-1 (Lr Ground), Elevation=16800) |  | 2700
Duct Reheat | LG-OPD-CC2-S108-03 | Treatment Room - BAHA | 4973070 |  | S&E | AHU/GN/SF/B2/002 | Level(Name=L-1 (Lr Ground), Elevation=16800) |  | 2700
Radiant Panel | LG-OPD-CC2-S029-07 | Consulting Examination Room - ENT | 4973073 |  | NV |  | Level(Name=L-1 (Lr Ground), Elevation=16800) |  | 2700
Duct Reheat | LG-OPD-AUD-L039-08 | Free Field Sound Rooms Transfer of 1 | 4973074 |  | S&E | AHU/GN/SF/B2/002 | Level(Name=L-1 (Lr Ground), Elevation=16800) |  | N/A
Duct Reheat | LG-OPD-AUD-L084-05 | Sound Booth (Bed Access) | 4973076 |  | S&E | AHU/GN/SF/B2/002 | Level(Name=L-1 (Lr Ground), Elevation=16800) |  | N/A
N/A | LG-OPD-CC1-S036-01 | Dirty Utility | 4973079 |  | D | AHU/GN/SF/B2/009 | Level(Name=L-1 (Lr Ground), Elevation=16800) |  | 2700
Duct Reheat | LG-OPD-CC1-U0151-01 | Microscope/Sample Procedural Room ( Clean Room with Extraction hood) | 4973080 |  | S&E | AHU/GN/SF/B2/009 | Level(Name=L-1 (Lr Ground), Elevation=16800) |  | 2700
Duct Reheat | LG-OPD-CC1-S023-01 | Clean Utility | 4973081 |  | S&E | AHU/GN/SF/B2/009 | Level(Name=L-1 (Lr Ground), Elevation=16800) |  | 2700
DUB | LG-OPD-MIL-S141-01 | Studio(Located in the OPD)(3.5 metre ceiling required) | 4973106 |  | DUB |  | Level(Name=L-1 (Lr Ground), Elevation=16800) |  | 2700
DUB | LG-OPD-RED-U0430-01 | Cardiopulmonary Exercise Testing | 4973122 |  | DUB |  | Level(Name=L-1 (Lr Ground), Elevation=16800) |  | 2700
DUB | LG-OPD-RED-L085-02 | Spirometry | 4973123 |  | DUB |  | Level(Name=L-1 (Lr Ground), Elevation=16800) |  | 2700
DUB | LG-OPD-CC1-S064-08 | Nurse Drop in Clinic | 4973124 |  | DUB |  | Level(Name=L-1 (Lr Ground), Elevation=16800) |  | 2700
DUB | LG-OPD-RED-U0428-01 | Technicians Workstations/Reporting | 4973125 |  | DUB |  | Level(Name=L-1 (Lr Ground), Elevation=16800) |  | 2900
DUB | LG-OPD-RED-U0433-01 | Dirty Utility | 4973126 |  | DUB |  | Level(Name=L-1 (Lr Ground), Elevation=16800) |  | 2700
DUB | LG-OPD-C1W-S115-49 | ANP/CNS Workstation | 4973127 |  | DUB |  | Level(Name=L-1 (Lr Ground), Elevation=16800) |  | 2900
N/A | LG-OPD-CC2-S109-01 | WC - Accessible | 4973161 |  | D | AHU/GN/SF/B2/002 | Level(Name=L-1 (Lr Ground), Elevation=16800) |  | 2400
Duct Reheat | LG-OPD-AUD-L039-02 | Free Field Sound Rooms Transfer of 1 | 4973162 |  | S&E | AHU/GN/SF/B2/002 | Level(Name=L-1 (Lr Ground), Elevation=16800) |  | N/A
Duct Reheat | LG-OPD-AUD-S123-02 | Observation Control Rooms Transfer of 1 | 4973163 |  | S&E | AHU/GN/SF/B2/002 | Level(Name=L-1 (Lr Ground), Elevation=16800) |  | N/A
Radiant Panel | LG-OPD-CC2-S029-02 | Consulting Examination Room - ENT | 4973164 |  | NV |  | Level(Name=L-1 (Lr Ground), Elevation=16800) |  | 2700
Duct Reheat | LG-OPD-CC2-S029-04 | Consulting Examination Room - ENT | 4973166 |  | S&E | AHU/GN/SF/B2/002 | Level(Name=L-1 (Lr Ground), Elevation=16800) |  | 2700
Duct Reheat | LG-OPD-CC2-S026-01 | Clinical Measurement - Large | 4973168 |  | S&E | AHU/GN/SF/B2/010 | Level(Name=L-1 (Lr Ground), Elevation=16800) |  | 2700
Radiant Panel | LG-OPD-CC2-S099-01 | Store /General Equipment | 4973169 |  | E | AHU/GN/SF/B2/010 | Level(Name=L-1 (Lr Ground), Elevation=16800) |  | 2700
Radiant Panel | LG-OPD-CC1-S028-02 | Consulting Examination Room | 4973171 |  | NV |  | Level(Name=L-1 (Lr Ground), Elevation=16800) |  | 2700
Duct Reheat | LG-OPD-CC1-S060-01 | MDT Therapy Room | 4973172 |  | S&E | AHU/GN/SF/B2/007 | Level(Name=L-1 (Lr Ground), Elevation=16800) |  | 2700
Duct Reheat | LG-OPD-CC1-S040-02 | Education Room | 4973173 |  | S&E | AHU/GN/SF/B2/007 | Level(Name=L-1 (Lr Ground), Elevation=16800) |  | 2700
Duct Reheat | LG-OPD-CC1-S156-03 | Consult Exam - Negative Pressure (-ve) | 4973174 |  | S&E | AHU/GN/SF/B2/009 | Level(Name=L-1 (Lr Ground), Elevation=16800) |  | 2700
Duct Reheat | LG-OPD-CC1-S064-06 | Nurse Drop in Room Rheumatology | 4973175 |  | S&E | AHU/GN/SF/B2/009 | Level(Name=L-1 (Lr Ground), Elevation=16800) |  | 2700
Duct Reheat | LG-OPD-CC1-S108-02 | Treatment Rooms - 1 Splinting | 4973176 |  | S&E | AHU/GN/SF/B2/009 | Level(Name=L-1 (Lr Ground), Elevation=16800) |  | 2700
Duct Reheat | LG-OPD-CC1-S026-01 | Clinical Measurement - Large | 4973177 |  | S&E | AHU/GN/SF/B2/009 | Level(Name=L-1 (Lr Ground), Elevation=16800) |  | 2700
N/A | LG-OPD-CC1-S005-01 | Assisted Bathroom with bath (interconnecting with treatment /minor procedure Room) | 4973178 |  | D | AHU/GN/SF/B2/009 | Level(Name=L-1 (Lr Ground), Elevation=16800) |  | 2700
Duct Reheat | LG-OPD-CC2-S108-06 | SandLT Treatment Room | 4973179 |  | S&E | AHU/GN/SF/B2/004 | Level(Name=L-1 (Lr Ground), Elevation=16800) |  | 2700
Duct Reheat | LG-OPD-CC2-L067-02 | Plastics Dressings/Treatment | 4973180 |  | S&E | AHU/GN/SF/B2/004 | Level(Name=L-1 (Lr Ground), Elevation=16800) |  | 2700
Duct Reheat | LG-OPD-CC2-S035-01 | Dietetics Clinics | 4973183 |  | S&E | AHU/GN/SF/B2/004 | Level(Name=L-1 (Lr Ground), Elevation=16800) |  | 2700
Radiant Panel | LG-OPD-CC2-S040-02 | Education Room | 4973184 |  | NV |  | Level(Name=L-1 (Lr Ground), Elevation=16800) |  | 2700
N/A | LG-OPD-CC2-S111-01 | WC - Assisted | 4973185 |  | D | AHU/GN/SF/B2/007 | Level(Name=L-1 (Lr Ground), Elevation=16800) |  | 2400
N/A | LG-OPD-CC2-S113-04 | WC - Public | 4973187 |  | D | AHU/GN/SF/B2/007 | Level(Name=L-1 (Lr Ground), Elevation=16800) |  | 2400
Radiant Panel | LG-OPD-CC2-L063-01 | Paediatric Dental X-Ray Rooms | 4973188 |  | NV |  | Level(Name=L-1 (Lr Ground), Elevation=16800) |  | 2700
Radiant Panel | LG-OPD-CC1-S099-02 | Store - Equipment | 4973190 |  | E | AHU/GN/SF/B2/011 | Level(Name=L-1 (Lr Ground), Elevation=16800) |  | 2700
FCU | LG-OPD-CC1-S029-02 | Nurse TPN Base 2P | 4973191 |  | FCU | AHU/GN/SF/B2/011 | Level(Name=L-1 (Lr Ground), Elevation=16800) |  | 2700
Duct Reheat | LG-OPD-CC2-S108-01 | Treatment Rooms - 1 Splinting | 4973195 |  | S&E | AHU/GN/SF/B2/010 | Level(Name=L-1 (Lr Ground), Elevation=16800) |  | 2700
Duct Reheat | LG-OPD-CC1-S001-01 | Airlock Lobby | 4973197 |  | S | AHU/IS/SF/B2/002 | Level(Name=L-1 (Lr Ground), Elevation=16800) |  | 2400
Duct Reheat | LG-OPD-AUD-L039-09 | Free Field Sound Rooms Transfer of 1 | 4973229 |  | S&E | AHU/GN/SF/B2/002 | Level(Name=L-1 (Lr Ground), Elevation=16800) |  | N/A
Duct Reheat | LG-OPD-AUD-L039-01 | Free Field Sound Rooms Transfer of 1 | 4973236 |  | S&E | AHU/GN/SF/B2/002 | Level(Name=L-1 (Lr Ground), Elevation=16800) |  | N/A
Duct Reheat | LG-OPD-CC1-S064-04 | Nurse Drop In Clinic (Immunology and Allergy) | 4973238 |  | S&E | AHU/GN/SF/B2/009 | Level(Name=L-1 (Lr Ground), Elevation=16800) |  | 2700
FCU | LG-OPD-PHC-S081-01 | Reception/Staff Base | 4973253 |  | FCU | AHU/GN/SF/B2/002 | Level(Name=L-1 (Lr Ground), Elevation=16800) |  | 2700
Radiant Panel | LG-OPD-PHC-S096-01 | Store - (Fridge consumables) | 4973254 |  | E | AHU/GN/SF/B2/002 | Level(Name=L-1 (Lr Ground), Elevation=16800) |  | 2400
Duct Reheat | LG-OPD-CC2-L062-01 | Orthodontics Rooms | 4973255 |  | S&E | AHU/GN/SF/B2/007 | Level(Name=L-1 (Lr Ground), Elevation=16800) |  | 2700
Duct Reheat | LG-OPD-CC2-S029-09 | Consulting Examination Room - Large | 4973256 |  | S&E | AHU/GN/SF/B2/004 | Level(Name=L-1 (Lr Ground), Elevation=16800) |  | 2700
Duct Reheat | LG-OPD-CC2-S108-05 | SandLT Treatment Room | 4973257 |  | S&E | AHU/GN/SF/B2/004 | Level(Name=L-1 (Lr Ground), Elevation=16800) |  | 2700
Duct Reheat | LG-OPD-CC2-U0178-01 | SandLT Laboratory | 4973258 |  | S&E | AHU/GN/SF/B2/004 | Level(Name=L-1 (Lr Ground), Elevation=16800) |  | 2700
Duct Reheat | LG-OPD-CC2-U0180-01 | Maxillo Facial Laboratory | 4973259 |  | S&E | AHU/GN/SF/B2/007 | Level(Name=L-1 (Lr Ground), Elevation=16800) |  | 2700
N/A | LG-OPD-CC1-L099-02 | Ensuite - No Shower | 4973260 |  | D | AHU/IS/SF/B2/002 | Level(Name=L-1 (Lr Ground), Elevation=16800) |  | 2700
Duct Reheat | LG-OPD-CC1-S081-02 | Reception/Clinical Measurement | 4973261 |  | S&E | AHU/GN/SF/B2/007 | Level(Name=L-1 (Lr Ground), Elevation=16800) |  | 2700
Duct Reheat | LG-OPD-PHC-S128-01 | Phlebotomy Rooms (To be distributed into two hubs nearer to services -OPD on two floors) | 4973262 |  | S&E | AHU/GN/SF/B2/002 | Level(Name=L-1 (Lr Ground), Elevation=16800) |  | 2700
Duct Reheat | LG-OPD-AUD-L039-03 | Free Field Sound Rooms Transfer of 1 | 4973265 |  | S&E | AHU/GN/SF/B2/002 | Level(Name=L-1 (Lr Ground), Elevation=16800) |  | N/A
N/A | LG-OPD-ORS-S109-01 | WC - Accessible | 4973267 |  | D | AHU/GN/SF/B2/002 | Level(Name=L-1 (Lr Ground), Elevation=16800) |  | 2400
Duct Reheat | LG-OPD-PHC-S128-03 | Phlebotomy Rooms (To be distributed into two hubs nearer to services -OPD on two floors) | 4973268 |  | S&E | AHU/GN/SF/B2/002 | Level(Name=L-1 (Lr Ground), Elevation=16800) |  | 2700
Duct Reheat | LG-OPD-PHC-S028-01 | Sweat Testing | 4973269 |  | S&E | AHU/GN/SF/B2/002 | Level(Name=L-1 (Lr Ground), Elevation=16800) |  | 2700
N/A | LG-OPD-ORS-S111-01 | WC - Assisted | 4973270 |  | D | AHU/GN/SF/B2/002 | Level(Name=L-1 (Lr Ground), Elevation=16800) |  | 2400
Duct Reheat | LG-OPD-AUD-U0444-01 | Electrophysiological Testing | 4973271 |  | S&E | AHU/GN/SF/B2/002 | Level(Name=L-1 (Lr Ground), Elevation=16800) |  | 2700
FCU | LG-OPD-AUD-L070-01 | Programming Rooms | 4973273 |  | FCU | AHU/GN/SF/B2/002 | Level(Name=L-1 (Lr Ground), Elevation=16800) |  | 2700
Radiant Panel | LG-OPD-CC1-S028-17 | Consulting Examination Room | 4973274 |  | NV |  | Level(Name=L-1 (Lr Ground), Elevation=16800) |  | 2700
Duct Reheat | LG-OPD-CC2-S108-04 | Treatment Room - Airways Management | 4973275 |  | S&E | AHU/GN/SF/B2/002 | Level(Name=L-1 (Lr Ground), Elevation=16800) |  | 2700
Duct Reheat | LG-OPD-CC1-U0145-01 | UV Treatment Room (2 Treatment Cubicle) | 4973279 |  | S&E | AHU/GN/SF/B2/009 | Level(Name=L-1 (Lr Ground), Elevation=16800) |  | 2700
FCU | LG-OPD-C2W-S115-38 | Administration Workstation | 4973280 |  | FCU | AHU/GN/SF/B2/010 | Level(Name=L-1 (Lr Ground), Elevation=16800) |  | 2900
FCU | LG-OPD-C1W-S115-54 | Administration Workstation | 4973283 |  | FCU | AHU/GN/SF/B2/011 | Level(Name=L-1 (Lr Ground), Elevation=16800) |  | 2900
Duct Reheat | LG-OPD-CC1-S116-01 | Changing Cubicle - Accessible (UV Treatment Room) | 4973285 |  | S&E | AHU/GN/SF/B2/009 | Level(Name=L-1 (Lr Ground), Elevation=16800) |  | 2400
Radiant Panel | LG-OPD-CC2-S029-05 | Consulting Examination Room - ENT | 4973286 |  | NV |  | Level(Name=L-1 (Lr Ground), Elevation=16800) |  | 2700
Duct Reheat | LG-OPD-CC1-U0148-01 | Patch Testing - 3 x Bays with staff base 5m2 | 4973296 |  | S&E | AHU/GN/SF/B2/009 | Level(Name=L-1 (Lr Ground), Elevation=16800) |  | 2700
Duct Reheat | LG-OPD-AUD-S123-05 | Observation Control Rooms Transfer of 1 | 4973317 |  | S&E | AHU/GN/SF/B2/002 | Level(Name=L-1 (Lr Ground), Elevation=16800) |  | N/A
N/A | LG-OPD-CC1-S109-02 | WC - Accessible | 4973331 |  | D | AHU/GN/SF/B2/009 | Level(Name=L-1 (Lr Ground), Elevation=16800) |  | 2400
Duct Reheat | LG-OPD-CC1-S156-06 | Consulting Examination Room - CF Respiratory - Negative Pressure (-ve) | 4973332 |  | S&E | AHU/GN/SF/B2/009 | Level(Name=L-1 (Lr Ground), Elevation=16800) |  | 2700
Duct Reheat | LG-OPD-CC1-S156-12 | Education Rooms / Treatment Rooms CF - Negative Pressure (-ve) | 4973349 |  | S&E | AHU/GN/SF/B2/009 | Level(Name=L-1 (Lr Ground), Elevation=16800) |  | 2700
N/A | LG-OPD-ORS-S038-01 | Disposal Room (adjacent to AGV lifts) | 4973364 |  | D | AHU/GN/SF/B2/004 | Level(Name=L-1 (Lr Ground), Elevation=16800) |  | 2700
Radiant Panel | LG-CIR-CIR-C006-01 | Lift - Stair Lobby | 4973381 |  | background S&E | AHU/GN/SF/B2/009 | Level(Name=L-1 (Lr Ground), Elevation=16800) |  | 2700
Radiant Panel | LG-OPD-CC1-S139-02 | Store General | 4973382 |  | E | AHU/GN/SF/B2/009 | Level(Name=L-1 (Lr Ground), Elevation=16800) |  | 2400
Radiant Panel | LG-CIR-CIR-C008-01 | Stairwell | 4973393 |  | NV |  | Level(Name=L-1 (Lr Ground), Elevation=16800) |  | N/A
Radiant Panel | LG-CIR-CIR-C006-02 | Lift - Stair Lobby | 4973395 |  | background S&E | AHU/GN/SF/B2/007 | Level(Name=L-1 (Lr Ground), Elevation=16800) |  | 2700
Duct Reheat | LG-OPD-ORS-S022-01 | Clean Delivery Hub | 4973397 |  | S&E | AHU/GN/SF/B2/004 | Level(Name=L-1 (Lr Ground), Elevation=16800) |  | 2700
FCU | LG-HUB-ITH-S118-03 | IT Hub | 4973399 |  | FCU | AHU/GN/SF/B2/009 | Level(Name=L-1 (Lr Ground), Elevation=16800) |  | N/A
Duct Reheat | LG-OPD-CC1-S027-01 | Clinical Measurement | 4973401 |  | S&E | AHU/GN/SF/B2/009 | Level(Name=L-1 (Lr Ground), Elevation=16800) |  | 2700
N/A | LG-OPD-CC1-S114-01 | WC - Staff | 4973402 |  | D | AHU/GN/SF/B2/009 | Level(Name=L-1 (Lr Ground), Elevation=16800) |  | 2400
FCU | LG-OPD-CC1-S082-02 | Reception/Staff Base | 4973403 |  | FCU | AHU/GN/SF/B2/009 | Level(Name=L-1 (Lr Ground), Elevation=16800) |  | 2700
N/A | LG-OPD-CC1-S036-02 | Dirty Utility | 4973404 |  | D | AHU/GN/SF/B2/009 | Level(Name=L-1 (Lr Ground), Elevation=16800) |  | 2700
Duct Reheat | LG-OPD-CC1-S108-01 | Treatment Rooms - 1 Splinting | 4973405 |  | S&E | AHU/GN/SF/B2/009 | Level(Name=L-1 (Lr Ground), Elevation=16800) |  | 2700
Radiant Panel | LG-CIR-CIR-C006-03 | Lift - Stair Lobby | 4973408 |  | background S&E | AHU/GN/SF/B2/004 | Level(Name=L-1 (Lr Ground), Elevation=16800) |  | 2700
N/A | LG-OPD-ORS-S025-01 | Cleaners Room | 4973410 |  | D | AHU/GN/SF/B2/004 | Level(Name=L-1 (Lr Ground), Elevation=16800) |  | 2400
FCU | LG-HUB-ITH-S118-01 | IT Hub | 4973411 |  | FCU | AHU/GN/SF/B2/004 | Level(Name=L-1 (Lr Ground), Elevation=16800) |  | N/A
Radiant Panel | LG-OPD-CIR-C001-07 | Corridor | 4973418 |  | background S&E | AHU/GN/SF/B2/009 | Level(Name=L-1 (Lr Ground), Elevation=16800) |  | 2700
DUB | LG-HUB-ITH-S118-07 | IT Hub | 4973420 |  | DUB |  | Level(Name=L-1 (Lr Ground), Elevation=16800) |  | N/A
DUB | LG-OPD-CC1-S028-04 | Consulting Examination Room | 4973421 |  | DUB |  | Level(Name=L-1 (Lr Ground), Elevation=16800) |  | 2700
DUB | LG-CIR-CIR-C006-10 | Lift - Stair Lobby | 4973431 |  | DUB |  | Level(Name=L-1 (Lr Ground), Elevation=16800) |  | 2700
Radiant Panel | LG-OPD-AUD-S099-01 | Store - Equipment | 4973433 |  | E | AHU/GN/SF/B2/002 | Level(Name=L-1 (Lr Ground), Elevation=16800) |  | 2700
FCU | LG-OPD-AUD-L070-02 | Programming Rooms | 4973434 |  | FCU | AHU/GN/SF/B2/002 | Level(Name=L-1 (Lr Ground), Elevation=16800) |  | 2700
Duct Reheat | LG-OPD-CC2-S029-06 | Consulting Examination Room - ENT | 4973436 |  | S&E | AHU/GN/SF/B2/002 | Level(Name=L-1 (Lr Ground), Elevation=16800) |  | 2700
FCU | LG-HUB-ITH-S118-02 | IT Hub | 4973443 |  | FCU | AHU/GN/SF/B2/007 | Level(Name=L-1 (Lr Ground), Elevation=16800) |  | N/A
N/A | LG-OPD-CC1-S111-01 | WC - Assisted | 4973445 |  | D | AHU/GN/SF/B2/007 | Level(Name=L-1 (Lr Ground), Elevation=16800) |  | 2400
Duct Reheat | LG-OPD-ORS-S022-02 | Clean Delivery Hub | 4973446 |  | S&E | AHU/GN/SF/B2/007 | Level(Name=L-1 (Lr Ground), Elevation=16800) |  | 2700
Radiant Panel | LG-OPD-CIR-C001-12 | Corridor | 4973447 |  | background S&E | AHU/GN/SF/B2/002 | Level(Name=L-1 (Lr Ground), Elevation=16800) |  | 2700
Radiant Panel | LG-CIR-CIR-C006-04 | Lift - Stair Lobby | 4973451 |  | background S&E | AHU/GN/SF/B2/002 | Level(Name=L-1 (Lr Ground), Elevation=16800) |  | 2700
Radiant Panel | LG-OPD-CIR-C001-04 | Corridor | 4973452 |  | background S&E | AHU/GN/SF/B2/002 | Level(Name=L-1 (Lr Ground), Elevation=16800) |  | 2700
Radiant Panel | LG-CIR-CIR-C008-03 | Stairwell | 4973454 |  | NV |  | Level(Name=L-1 (Lr Ground), Elevation=16800) |  | N/A
DUB | LG-OPD-RED-L068-01 | Plethysmography | 4973455 |  | DUB |  | Level(Name=L-1 (Lr Ground), Elevation=16800) |  | 2700
DUB | LG-CIR-CIR-C008-07 | Stairwell | 4973456 |  | DUB |  | Level(Name=L-1 (Lr Ground), Elevation=16800) |  | N/A
DUB | LG-OPD-CIR-C001-09 | Corridor | 4973598 |  | DUB |  | Level(Name=L-1 (Lr Ground), Elevation=16800) |  | 2700
Radiant Panel | LG-OPD-CIR-C001-16 | Corridor | 4973599 |  | background S&E | AHU/GN/SF/B2/002 | Level(Name=L-1 (Lr Ground), Elevation=16800) |  | 2700
Radiant Panel | LG-OPD-CIR-C001-08 | Corridor | 4973614 |  | background S&E | AHU/GN/SF/B2/009 | Level(Name=L-1 (Lr Ground), Elevation=16800) |  | 2700
Duct Reheat | LG-OPD-CC1-S040-01 | Education Room | 4973625 |  | S&E | AHU/GN/SF/B2/007 | Level(Name=L-1 (Lr Ground), Elevation=16800) |  | 2700
Duct Reheat | LG-OPD-CC1-S035-02 | Dietition Clinic Room | 4973631 |  | S&E | AHU/GN/SF/B2/007 | Level(Name=L-1 (Lr Ground), Elevation=16800) |  | 2700
Duct Reheat | LG-OPD-CC1-S053-01 | Interview / Counselling Room | 4973644 |  | S&E | AHU/GN/SF/B2/007 | Level(Name=L-1 (Lr Ground), Elevation=16800) |  | 2700
Duct Reheat | LG-OPD-CC1-S052-02 | Infusion Bays ( Adjacent to OPD Clinical Clinical Cluster 1) | 4973645 |  | S&E | AHU/GN/SF/B2/007 | Level(Name=L-1 (Lr Ground), Elevation=16800) |  | 2700
FCU | LG-OPD-CC1-S090-01 | Staff Base | 4973646 |  | FCU | AHU/GN/SF/B2/007 | Level(Name=L-1 (Lr Ground), Elevation=16800) |  | 2700
Duct Reheat | LG-OPD-CC1-S077-01 | Prep Room | 4973647 |  | S&E | AHU/GN/SF/B2/007 | Level(Name=L-1 (Lr Ground), Elevation=16800) |  | 2700
Duct Reheat | LG-OPD-CC1-S052-03 | Infusion Bays ( Adjacent to OPD Clinical Clinical Cluster 1) | 4973648 |  | S&E | AHU/GN/SF/B2/007 | Level(Name=L-1 (Lr Ground), Elevation=16800) |  | 2700
Duct Reheat | LG-OPD-CC1-S052-01 | Infusion Bays ( Adjacent to OPD Clinical Clinical Cluster 1) | 4973649 |  | S&E | AHU/GN/SF/B2/007 | Level(Name=L-1 (Lr Ground), Elevation=16800) |  | 2700
Duct Reheat | LG-OPD-CC2-S060-02 | Cranio Facial/Cleft Lip and Palate Room MDT | 4973651 |  | S&E | AHU/GN/SF/B2/004 | Level(Name=L-1 (Lr Ground), Elevation=16800) |  | 2700
Duct Reheat | LG-OPD-CC2-S028-04 | Consulting Examination Room | 4973652 |  | S&E | AHU/GN/SF/B2/004 | Level(Name=L-1 (Lr Ground), Elevation=16800) |  | 2700
Duct Reheat | LG-OPD-CC2-S028-03 | Consulting Examination Room | 4973655 |  | S&E | AHU/GN/SF/B2/004 | Level(Name=L-1 (Lr Ground), Elevation=16800) |  | 2700
Duct Reheat | LG-OPD-CC2-S028-05 | Consulting Examination Room | 4973656 |  | S&E | AHU/GN/SF/B2/004 | Level(Name=L-1 (Lr Ground), Elevation=16800) |  | 2700
Radiant Panel | LG-OPD-CC2-U0183-01 | Mould /Splint Room/store | 4973659 |  | E | AHU/GN/SF/B2/004 | Level(Name=L-1 (Lr Ground), Elevation=16800) |  | 2700
N/A | LG-OPD-ORS-S114-01 | WC - Staff | 4973660 |  | D | AHU/GN/SF/B2/004 | Level(Name=L-1 (Lr Ground), Elevation=16800) |  | 2400
Duct Reheat | LG-OPD-CC2-S028-02 | Consulting Examination Room | 4973661 |  | S&E | AHU/GN/SF/B2/004 | Level(Name=L-1 (Lr Ground), Elevation=16800) |  | 2700
Duct Reheat | LG-OPD-CC2-S028-01 | Consulting Examination Room | 4973662 |  | S&E | AHU/GN/SF/B2/004 | Level(Name=L-1 (Lr Ground), Elevation=16800) |  | 2700
Duct Reheat | LG-OPD-CC2-S123-01 | SandLT Observation Rooms (one between each of the therapy Rooms) | 4973666 |  | S&E | AHU/GN/SF/B2/004 | Level(Name=L-1 (Lr Ground), Elevation=16800) |  | 2700
Radiant Panel | LG-OPD-CC2-S100-01 | Store - Equipment | 4973667 |  | E | AHU/GN/SF/B2/004 | Level(Name=L-1 (Lr Ground), Elevation=16800) |  | 2700
Duct Reheat | LG-OPD-CC2-L076-01 | SandLT Therapy Rooms ( incorporating 4 Workspace ) | 4973668 |  | S&E | AHU/GN/SF/B2/004 | Level(Name=L-1 (Lr Ground), Elevation=16800) |  | 2700
Duct Reheat | LG-OPD-CC2-L076-02 | SandLT Therapy Rooms ( incorporating 4 Workspace ) | 4973669 |  | S&E | AHU/GN/SF/B2/004 | Level(Name=L-1 (Lr Ground), Elevation=16800) |  | 2700
Duct Reheat | LG-OPD-CC2-U0168-01 | Dedicated Cochlear Psychology Therapy Space | 4973670 |  | S&E | AHU/GN/SF/B2/004 | Level(Name=L-1 (Lr Ground), Elevation=16800) |  | 2700
Duct Reheat | LG-OPD-CC2-L076-04 | SandLT Therapy Rooms ( incorporating 4 Workspace ) | 4973671 |  | S&E | AHU/GN/SF/B2/004 | Level(Name=L-1 (Lr Ground), Elevation=16800) |  | 2700
Duct Reheat | LG-OPD-CC2-L076-03 | SandLT Therapy Rooms ( incorporating 4 Workspace ) | 4973672 |  | S&E | AHU/GN/SF/B2/004 | Level(Name=L-1 (Lr Ground), Elevation=16800) |  | 2700
Duct Reheat | LG-OPD-CC2-S123-02 | SandLT Observation Rooms (one between each of the therapy Rooms) | 4973673 |  | S&E | AHU/GN/SF/B2/004 | Level(Name=L-1 (Lr Ground), Elevation=16800) |  | 2700
Duct Reheat | LG-OPD-CC2-S040-03 | Education Room (Teachers for the Deaf) | 4973676 |  | S&E | AHU/GN/SF/B2/004 | Level(Name=L-1 (Lr Ground), Elevation=16800) |  | 2700
Duct Reheat | L00-OPD-CC3-S028-19 | Drop in Clinic Room | 4973867 |  | S&E | AHU/GN/SF/B2/002 | Level(Name=L00 (Ground), Elevation=21000) |  | 2700
Radiant Panel | L00-OPD-CC3-S028-04 | Consulting Examination Room | 4973868 |  | NV |  | Level(Name=L00 (Ground), Elevation=21000) |  | 2700
Duct Reheat | L00-OPD-PCR-S028-02 | Consulting Examination Room | 4973869 |  | S&E | AHU/GN/SF/B2/009 | Level(Name=L00 (Ground), Elevation=21000) |  | 2700
Duct Reheat | L00-OPD-PCR-S028-03 | Consulting Examination Room | 4973870 |  | S&E | AHU/GN/SF/B2/009 | Level(Name=L00 (Ground), Elevation=21000) |  | 2700
Duct Reheat | L00-OPD-PCR-S028-04 | Consulting Examination Room | 4973871 |  | S&E | AHU/GN/SF/B2/009 | Level(Name=L00 (Ground), Elevation=21000) |  | 2700
Duct Reheat | L00-OPD-PCR-S028-05 | Consulting Examination Room | 4973872 |  | S&E | AHU/GN/SF/B2/009 | Level(Name=L00 (Ground), Elevation=21000) |  | 2700
Duct Reheat | L00-OPD-PCR-S028-06 | Consulting Examination Room | 4973873 |  | S&E | AHU/GN/SF/B2/009 | Level(Name=L00 (Ground), Elevation=21000) |  | 2700
Duct Reheat | L00-OPD-PCR-S028-07 | Consulting Examination Room | 4973874 |  | S&E | AHU/GN/SF/B2/009 | Level(Name=L00 (Ground), Elevation=21000) |  | 2700
Duct Reheat | L00-OPD-PCR-S028-08 | Consulting Examination Room | 4973875 |  | S&E | AHU/GN/SF/B2/009 | Level(Name=L00 (Ground), Elevation=21000) |  | 2700
Radiant Panel | L00-OPD-CC3-S028-14 | Consulting Examination Room | 4973877 |  | NV |  | Level(Name=L00 (Ground), Elevation=21000) |  | 2700
Radiant Panel | L00-OPD-CC3-S028-15 | Consulting Examination Room | 4973878 |  | NV |  | Level(Name=L00 (Ground), Elevation=21000) |  | 2700
Radiant Panel | L00-OPD-CC3-S028-16 | Consulting Examination Room | 4973879 |  | NV |  | Level(Name=L00 (Ground), Elevation=21000) |  | 2700
Radiant Panel | L00-OPD-CIR-C001-43 | Corridor | 4973888 |  | background S&E | AHU/GN/SF/B2/004 | Level(Name=L00 (Ground), Elevation=21000) |  | 2900
Duct Reheat | L00-OPD-CC3-S028-06 | Consulting Examination Room | 4973905 |  | S&E | AHU/GN/SF/B2/002 | Level(Name=L00 (Ground), Elevation=21000) |  | 2700
Duct Reheat | L00-OPD-CC3-S035-04 | Dietitican Clinic Rooms | 4973906 |  | S&E | AHU/GN/SF/B2/004 | Level(Name=L00 (Ground), Elevation=21000) |  | 2700
Duct Reheat | L00-OPD-CC3-U0187-01 | Dynamic Pituitary Test Room | 4973907 |  | S&E | AHU/GN/SF/B2/007 | Level(Name=L00 (Ground), Elevation=21000) |  | 2700
Duct Reheat | L00-OPD-PCR-S108-01 | Treatment Room | 4973908 |  | S&E | AHU/GN/SF/B2/009 | Level(Name=L00 (Ground), Elevation=21000) |  | 2700
Duct Reheat | L00-OPD-DC1-S055-01 | Isolation Waiting Isolation Room | 4973909 |  | S&E | AHU/GN/SF/B2/007 | Level(Name=L00 (Ground), Elevation=21000) |  | Above 3200
Duct Reheat | L00-OPD-CC3-S055-01 | Isolation Waiting Room | 4973910 |  | S&E | AHU/GN/SF/B2/004 | Level(Name=L00 (Ground), Elevation=21000) |  | Above 3200
Radiant Panel | L00-OPD-CC3-S028-09 | Consulting Examination Room | 4973915 |  | NV |  | Level(Name=L00 (Ground), Elevation=21000) |  | 2700
Radiant Panel | L00-OPD-CIR-C001-44 | Corridor | 4973916 |  | background S&E | AHU/GN/SF/B2/007 | Level(Name=L00 (Ground), Elevation=21000) |  | 2900
N/A | L00-OPD-CC3-S010-01 | Bay - Resus Trolley | 4973917 |  | E | AHU/GN/SF/B2/007 | Level(Name=L00 (Ground), Elevation=21000) |  | 2700
FCU | L00-OPD-CC3-S090-03 | Staff Base | 4973918 |  | FCU | AHU/GN/SF/B2/007 | Level(Name=L00 (Ground), Elevation=21000) |  | 2700
Duct Reheat | L00-OPD-CC3-S028-07 | Consulting Examination Room | 4973978 |  | S&E | AHU/GN/SF/B2/002 | Level(Name=L00 (Ground), Elevation=21000) |  | 2700
Duct Reheat | L00-OPD-CC3-S028-01 | Consulting Examination Room | 4973979 |  | S&E | AHU/GN/SF/B2/002 | Level(Name=L00 (Ground), Elevation=21000) |  | 2700
FCU | L00-OPD-PCR-S075-01 | Play Area | 4973985 |  | FCU | AHU/GN/SF/B2/009 | Level(Name=L00 (Ground), Elevation=21000) |  | 2700
Duct Reheat | L00-OPD-PCR-S147-01 | Waiting | 4974016 |  | S&E | AHU/GN/SF/B2/009 | Level(Name=L00 (Ground), Elevation=21000) |  | 2700
Duct Reheat | L00-OPD-CC3-S053-01 | Metabolic Counselling | 4974019 |  | S&E | AHU/GN/SF/B2/004 | Level(Name=L00 (Ground), Elevation=21000) |  | 2700
Duct Reheat | L00-OPD-CC3-S023-02 | Clean Utility | 4974020 |  | S&E | AHU/GN/SF/B2/004 | Level(Name=L00 (Ground), Elevation=21000) |  | 2700
Duct Reheat | L00-OPD-CC3-S108-01 | Treatment Room | 4974021 |  | S&E | AHU/GN/SF/B2/004 | Level(Name=L00 (Ground), Elevation=21000) |  | 2700
Duct Reheat | L00-OPD-CC3-S052-01 | Infusion Bays | 4974022 |  | S&E | AHU/GN/SF/B2/004 | Level(Name=L00 (Ground), Elevation=21000) |  | 2700
Duct Reheat | L00-OPD-CC3-S052-03 | Infusion Bays | 4974023 |  | S&E | AHU/GN/SF/B2/004 | Level(Name=L00 (Ground), Elevation=21000) |  | 2700
Duct Reheat | L00-OPD-CC3-S052-02 | Infusion Bays | 4974024 |  | S&E | AHU/GN/SF/B2/004 | Level(Name=L00 (Ground), Elevation=21000) |  | 2700
Radiant Panel | L00-OPD-CC3-S029-04 | Education (IQ Testing) Rooms | 4974025 |  | NV |  | Level(Name=L00 (Ground), Elevation=21000) |  | 2700
FCU | L00-OPD-CC3-S093-01 | Staff Base | 4974026 |  | FCU | AHU/GN/SF/B2/004 | Level(Name=L00 (Ground), Elevation=21000) |  | 2700
Radiant Panel | L00-OPD-CIR-C001-10 | Corridor | 4974027 |  | background S&E | AHU/GN/SF/B2/004 | Level(Name=L00 (Ground), Elevation=21000) |  | 2700
Duct Reheat | L00-OPD-CC3-L093-01 | CNS Pump Training Rooms | 4974028 |  | S&E | AHU/GN/SF/B2/007 | Level(Name=L00 (Ground), Elevation=21000) |  | 2700
Duct Reheat | L00-OPD-CC3-S040-03 | Education (Obesity Training Room) | 4974029 |  | S&E | AHU/GN/SF/B2/007 | Level(Name=L00 (Ground), Elevation=21000) |  | 2700
Duct Reheat | L00-OPD-CC3-L093-02 | CNS Pump Training Rooms | 4974030 |  | S&E | AHU/GN/SF/B2/007 | Level(Name=L00 (Ground), Elevation=21000) |  | 2700
Duct Reheat | L00-OPD-CC3-S028-17 | Consulting Examination Room | 4974031 |  | S&E | AHU/GN/SF/B2/007 | Level(Name=L00 (Ground), Elevation=21000) |  | 2700
Duct Reheat | L00-OPD-PCR-S023-01 | Clean Utility | 4974032 |  | S&E | AHU/GN/SF/B2/009 | Level(Name=L00 (Ground), Elevation=21000) |  | 2700
N/A | L00-OPD-DC1-S109-01 | WC - Accessible | 4974033 |  | D | AHU/GN/SF/B2/009 | Level(Name=L00 (Ground), Elevation=21000) |  | 2400
Duct Reheat | L00-OPD-DC1-S060-01 | MDT Therapy Room | 4974059 |  | S&E | AHU/GN/SF/B2/009 | Level(Name=L00 (Ground), Elevation=21000) |  | 2700
Duct Reheat | L00-OPD-DC1-S028-01 | Consulting Examination Room | 4974060 |  | S&E | AHU/GN/SF/B2/009 | Level(Name=L00 (Ground), Elevation=21000) |  | 2700
FCU | L00-OPD-DW1-S115-21 | Orthopaedics Workstations | 4974062 |  | FCU | AHU/GN/SF/B2/009 | Level(Name=L00 (Ground), Elevation=21000) |  | 2900
Duct Reheat | L00-OPD-DC1-S028-08 | Consulting Examination Room | 4974078 |  | S&E | AHU/GN/SF/B2/009 | Level(Name=L00 (Ground), Elevation=21000) |  | 2700
Duct Reheat | L00-OPD-DC1-S028-07 | Consulting Examination Room | 4974079 |  | S&E | AHU/GN/SF/B2/009 | Level(Name=L00 (Ground), Elevation=21000) |  | 2700
Duct Reheat | L00-OPD-DC1-S028-06 | Consulting Examination Room | 4974080 |  | S&E | AHU/GN/SF/B2/009 | Level(Name=L00 (Ground), Elevation=21000) |  | 2700
Duct Reheat | L00-OPD-DC1-S028-05 | Consulting Examination Room | 4974081 |  | S&E | AHU/GN/SF/B2/009 | Level(Name=L00 (Ground), Elevation=21000) |  | 2700
Duct Reheat | L00-OPD-PCR-S028-01 | Consulting Examination Room | 4974082 |  | S&E | AHU/GN/SF/B2/009 | Level(Name=L00 (Ground), Elevation=21000) |  | 2700
Duct Reheat | L00-OPD-DC1-S156-01 | Consult Exam - Negative Pressure (-ve) | 4974086 |  | S&E | AHU/GN/SF/B2/009 | Level(Name=L00 (Ground), Elevation=21000) |  | 2700
N/A | L00-OPD-DC1-L099-01 | Ensuite - No Shower | 4974087 |  | D | AHU/GN/SF/B2/009 | Level(Name=L00 (Ground), Elevation=21000) |  | 2400
N/A | L00-OPD-PCR-S114-01 | WC - Staff | 4974088 |  | D | AHU/GN/SF/B2/009 | Level(Name=L00 (Ground), Elevation=21000) |  | 2400
Duct Reheat | L00-OPD-CC3-S035-05 | Dietitican Clinic Rooms | 4974100 |  | S&E | AHU/GN/SF/B2/004 | Level(Name=L00 (Ground), Elevation=21000) |  | 2700
Duct Reheat | L00-OPD-DC1-U1655-01 | Sub-Wait | 4974101 |  | S&E | AHU/GN/SF/B2/009 | Level(Name=L00 (Ground), Elevation=21000) |  | 2700
Radiant Panel | L00-OPD-CC3-S058-01 | Main Waiting | 4974133 |  | NV |  | Level(Name=L00 (Ground), Elevation=21000) |  | Above 3200
Radiant Panel | L00-OPD-CC3-S104-02 | Sub Wait | 4974134 |  | NV |  | Level(Name=L00 (Ground), Elevation=21000)
Radiant Panel | L00-OPD-DC1-S148-01 | Waiting and Play Area | 4974135 |  | NV |  | Level(Name=L00 (Ground), Elevation=21000) |  | Above 3200
Radiant Panel | L00-OPD-CC3-S058-02 | Main Waiting | 4974136 |  | NV |  | Level(Name=L00 (Ground), Elevation=21000) |  | Above 3200
Duct Reheat | L00-OPD-DC1-S023-01 | Clean Utility | 4974137 |  | S&E | AHU/GN/SF/B2/009 | Level(Name=L00 (Ground), Elevation=21000) |  | 2700
Radiant Panel | L00-OPD-DC1-S029-01 | Consulting Examination Room - Large | 4974138 |  | NV |  | Level(Name=L00 (Ground), Elevation=21000) |  | 2700
Duct Reheat | L00-OPD-CC3-S064-02 | Nurse Drop in Room (2 for Diabetes and 2 for Endocrinology) | 4974139 |  | S&E | AHU/GN/SF/B2/007 | Level(Name=L00 (Ground), Elevation=21000) |  | 2700
Radiant Panel | L00-OPD-CC3-S029-02 | Consulting Examination Room - Large | 4974141 |  | NV |  | Level(Name=L00 (Ground), Elevation=21000) |  | 2700
Radiant Panel | L00-OPD-CIR-C001-12 | Corridor | 4974142 |  | background S&E | AHU/GN/SF/B2/007 | Level(Name=L00 (Ground), Elevation=21000) |  | 2700
Duct Reheat | L00-OPD-CC3-S156-01 | Consult Exam - Negative Pressure (-ve) | 4974143 |  | S&E | AHU/GN/SF/B2/007 | Level(Name=L00 (Ground), Elevation=21000) |  | 2700
N/A | L00-OPD-CC3-S113-05 | WC - Public | 4974144 |  | D | AHU/GN/SF/B2/007 | Level(Name=L00 (Ground), Elevation=21000) |  | 2400
Duct Reheat | L00-OPD-CC3-S156-02 | Consult Exam - Negative Pressure (-ve) | 4974146 |  | S&E | AHU/GN/SF/B2/004 | Level(Name=L00 (Ground), Elevation=21000) |  | 2700
N/A | L00-OPD-CC3-S114-03 | WC - Staff(Dedicated Kitchen) | 4974147 |  | D | AHU/GN/SF/B2/004 | Level(Name=L00 (Ground), Elevation=21000) |  | 2400
Duct Reheat | L00-OPD-CC3-S021-04 | Changing Female | 4974148 |  | S&E | AHU/GN/SF/B2/004 | Level(Name=L00 (Ground), Elevation=21000) |  | 2400
Duct Reheat | L00-OPD-CC3-S021-03 | Changing Male | 4974149 |  | S&E | AHU/GN/SF/B2/004 | Level(Name=L00 (Ground), Elevation=21000) |  | 2400
Duct Reheat | L00-OPD-CC3-S021-01 | Changing M/F (Kitchen) | 4974150 |  | S&E | AHU/GN/SF/B2/004 | Level(Name=L00 (Ground), Elevation=21000) |  | 2400
Radiant Panel | L00-OPD-CC3-S099-02 | Store - Equipment - Dedicated | 4974151 |  | E | AHU/GN/SF/B2/004 | Level(Name=L00 (Ground), Elevation=21000) |  | 2700
N/A | L00-OPD-CC3-S109-02 | WC - Accessible | 4974152 |  | D | AHU/GN/SF/B2/004 | Level(Name=L00 (Ground), Elevation=21000) |  | 2400
Radiant Panel | L00-OPD-CC3-S104-01 | Sub Wait | 4974153 |  | NV |  | Level(Name=L00 (Ground), Elevation=21000)
Radiant Panel | L00-OPD-CC3-S029-03 | Education (IQ Testing) Rooms | 4974154 |  | NV |  | Level(Name=L00 (Ground), Elevation=21000) |  | 2700
Radiant Panel | L00-OPD-CC3-L097-01 | Food Display Areas | 4974155 |  | background S&E | AHU/GN/SF/B2/004 | Level(Name=L00 (Ground), Elevation=21000) |  | 2700
Radiant Panel | L00-OPD-CIR-C001-07 | Corridor | 4974156 |  | background S&E | AHU/GN/SF/B2/004 | Level(Name=L00 (Ground), Elevation=21000) |  | 2700
FCU | L00-OPD-CC3-S082-01 | Reception/Staff Base | 4974157 |  | FCU | AHU/GN/SF/B2/004 | Level(Name=L00 (Ground), Elevation=21000) |  | 2700
Duct Reheat | L00-OPD-CC3-S156-03 | Consult Exam - Negative Pressure (-ve) | 4974158 |  | S&E | AHU/GN/SF/B2/002 | Level(Name=L00 (Ground), Elevation=21000) |  | 2700
Duct Reheat | L00-OPD-CC3-S027-01 | Clinical Measurement | 4974159 |  | S&E | AHU/GN/SF/B2/002 | Level(Name=L00 (Ground), Elevation=21000) |  | 2700
Radiant Panel | L00-OPD-CC3-S064-05 | Nurse Drop in Room (2 for Diabetes and 2 for Endocrinology) | 4974166 |  | NV |  | Level(Name=L00 (Ground), Elevation=21000) |  | 2700
Duct Reheat | L00-OPD-CC3-S059-01 | Diabetes MDT Rooms | 4974167 |  | S&E | AHU/GN/SF/B2/007 | Level(Name=L00 (Ground), Elevation=21000) |  | 2700
Duct Reheat | L00-OPD-CC3-S059-03 | Endocrine MDT Rooms | 4974168 |  | S&E | AHU/GN/SF/B2/007 | Level(Name=L00 (Ground), Elevation=21000) |  | 2700
Duct Reheat | L00-OPD-CC3-S059-04 | Endocrine MDT Rooms | 4974169 |  | S&E | AHU/GN/SF/B2/007 | Level(Name=L00 (Ground), Elevation=21000) |  | 2700
FCU | L00-OPD-C3W-S115-120 | Genetics + Diabetes Workstation | 4974170 |  | FCU | AHU/GN/SF/B2/007 | Level(Name=L00 (Ground), Elevation=21000) |  | 2900
Duct Reheat | L00-OPD-CC3-S123-01 | Observation Room | 4974171 |  | S&E | AHU/GN/SF/B2/002 | Level(Name=L00 (Ground), Elevation=21000) |  | 2700
Duct Reheat | L00-OPD-CC3-S137-02 | Therapy Rooms Child Development | 4974172 |  | S&E | AHU/GN/SF/B2/002 | Level(Name=L00 (Ground), Elevation=21000) |  | 2700
Duct Reheat | L00-OPD-CC3-S123-02 | Observation Room | 4974173 |  | S&E | AHU/GN/SF/B2/002 | Level(Name=L00 (Ground), Elevation=21000) |  | 2700
Duct Reheat | L00-OPD-CC3-S060-01 | MDT Therapy Room | 4974174 |  | S&E | AHU/GN/SF/B2/002 | Level(Name=L00 (Ground), Elevation=21000) |  | 2700
Duct Reheat | L00-OPD-CC3-S040-01 | Education Room | 4974175 |  | S&E | AHU/GN/SF/B2/002 | Level(Name=L00 (Ground), Elevation=21000) |  | 2700
Duct Reheat | L00-OPD-CC3-S040-02 | Education Room | 4974176 |  | S&E | AHU/GN/SF/B2/002 | Level(Name=L00 (Ground), Elevation=21000) |  | 2700
FCU | L00-MAI-CHI-U0782-01 | Health Information Centre | 4974177 |  | FCU | AHU/GN/SF/B2/002 | Level(Name=L00 (Ground), Elevation=21000) |  | 2700
N/A | L00-OPD-CC3-S109-04 | WC - Accessible | 4974178 |  | D | AHU/GN/SF/B2/002 | Level(Name=L00 (Ground), Elevation=21000) |  | 2400
FCU | L00-OPD-CC3-S090-04 | Staff Base | 4974179 |  | FCU | AHU/GN/SF/B2/002 | Level(Name=L00 (Ground), Elevation=21000) |  | 2700
N/A | L00-OPD-DC1-S036-01 | Dirty Utility | 4974181 |  | D | AHU/GN/SF/B2/009 | Level(Name=L00 (Ground), Elevation=21000) |  | 2700
FCU | L00-OPD-PCR-S081-01 | Reception | 4974182 |  | FCU | AHU/GN/SF/B2/009 | Level(Name=L00 (Ground), Elevation=21000) |  | 2700
N/A | L00-OPD-DC1-S113-01 | WC - Public | 4974183 |  | D | AHU/GN/SF/B2/009 | Level(Name=L00 (Ground), Elevation=21000) |  | 2400
Radiant Panel | L00-CIR-CIR-C008-02 | Stairwell | 4974189 |  | background S&E | AHU/GN/SF/B2/004 | Level(Name=L00 (Ground), Elevation=21000) |  | Above 3200
Radiant Panel | L00-OPD-CIR-C001-11 | Corridor | 4974190 |  | background S&E | AHU/GN/SF/B2/004 | Level(Name=L00 (Ground), Elevation=21000) |  | Above 3200
FCU | L00-OPD-C3W-S115-14 | Administration Workstation | 4974194 |  | FCU | AHU/GN/SF/B2/007 | Level(Name=L00 (Ground), Elevation=21000) |  | Above 3200
Radiant Panel | L00-OPD-CIR-C001-14 | Corridor | 4974195 |  | NV |  | Level(Name=L00 (Ground), Elevation=21000) |  | Above 3200
Radiant Panel | L00-OPD-CIR-C001-02 | Corridor | 4974211 |  | NV |  | Level(Name=L00 (Ground), Elevation=21000) |  | Above 3200
Radiant Panel | L00-OPD-CIR-C001-09 | Corridor | 4974214 |  | NV |  | Level(Name=L00 (Ground), Elevation=21000)
Radiant Panel | L00-OPD-CIR-C001-16 | Corridor | 4974218 |  | NV |  | Level(Name=L00 (Ground), Elevation=21000) |  | Above 3200
FCU | L00-OPD-C3W-S115-105 | General Paediatrics Workstation | 4974238 |  | FCU | AHU/GN/SF/B2/002 | Level(Name=L00 (Ground), Elevation=21000) |  | 2900
FCU | L00-OPD-C3W-S115-106 | Metabolic + Neonatology Workstation | 4974260 |  | FCU | AHU/GN/SF/B2/004 | Level(Name=L00 (Ground), Elevation=21000) |  | 2900
Radiant Panel | L00-OPD-CC3-U0194-01 | Medical Assessment | 4974263 |  | NV |  | Level(Name=L00 (Ground), Elevation=21000) |  | 2700
Duct Reheat | L00-OPD-CC3-S108-02 | Treatment Room | 4974265 |  | S&E | AHU/GN/SF/B2/007 | Level(Name=L00 (Ground), Elevation=21000) |  | 2700
Radiant Panel | L00-OPD-DC1-U1656-01 | Gait Assessment Room | 4974269 |  | NV |  | Level(Name=L00 (Ground), Elevation=21000) |  | 3200
Radiant Panel | L00-OPD-CC3-S099-01 | Store /General Equipment | 4974271 |  | E | AHU/GN/SF/B2/007 | Level(Name=L00 (Ground), Elevation=21000) |  | 2700
Radiant Panel | L00-OPD-CC3-S028-20 | Drop in Clinic Room | 4974272 |  | NV |  | Level(Name=L00 (Ground), Elevation=21000) |  | 2700
N/A | L00-OPD-CC3-S036-01 | Dirty Utility | 4974273 |  | D | AHU/GN/SF/B2/004 | Level(Name=L00 (Ground), Elevation=21000) |  | 2700
Radiant Panel | L00-OPD-CC3-S028-03 | Consulting Examination Room | 4974276 |  | NV |  | Level(Name=L00 (Ground), Elevation=21000) |  | 2700
N/A | L00-OPD-CC3-S109-01 | WC - Accessible | 4974277 |  | D | AHU/GN/SF/B2/004 | Level(Name=L00 (Ground), Elevation=21000) |  | 2400
Duct Reheat | L00-OPD-DC1-S028-03 | Consulting Examination Room | 4974281 |  | S&E | AHU/GN/SF/B2/009 | Level(Name=L00 (Ground), Elevation=21000) |  | 2700
N/A | L00-OPD-PCR-S036-02 | Dirty Utility | 4974282 |  | D | AHU/GN/SF/B2/009 | Level(Name=L00 (Ground), Elevation=21000) |  | 2700
Duct Reheat | L00-OPD-PCR-S064-01 | Nurse Specialist / Therapy Room | 4974283 |  | S&E | AHU/GN/SF/B2/009 | Level(Name=L00 (Ground), Elevation=21000) |  | 2700
Duct Reheat | L00-OPD-CC3-S064-01 | Nurse Drop In Room | 4974407 |  | S&E | AHU/GN/SF/B2/002 | Level(Name=L00 (Ground), Elevation=21000) |  | 2700
N/A | L00-OPD-CC3-S036-02 | Dirty Utility | 4974408 |  | D | AHU/GN/SF/B2/002 | Level(Name=L00 (Ground), Elevation=21000) |  | 2700
Radiant Panel | L00-OPD-CC3-S028-05 | Consulting Examination Room | 4974410 |  | NV |  | Level(Name=L00 (Ground), Elevation=21000) |  | 2700
Duct Reheat | L00-OPD-CC3-S137-01 | Therapy Rooms Child Development | 4974411 |  | S&E | AHU/GN/SF/B2/002 | Level(Name=L00 (Ground), Elevation=21000) |  | 2700
Duct Reheat | L00-OPD-CC3-S051-01 | Infant Feeding Room | 4974414 |  | S&E | AHU/GN/SF/B2/004 | Level(Name=L00 (Ground), Elevation=21000) |  | Above 3200
Radiant Panel | L00-OPD-CC3-S075-01 | Play Area Age Appropriate | 4974415 |  | NV |  | Level(Name=L00 (Ground), Elevation=21000) |  | Above 3200
| L00-OPD-CC3-U0205-01 | MM Food/Dry Goods Store | 4974416 |  | background S&E | AHU/GN/SF/B2/004 | Level(Name=L00 (Ground), Elevation=21000) |  | 2700
Duct Reheat | L00-OPD-CC3-S027-02 | Clinical Measurement | 4974417 |  | S&E | AHU/GN/SF/B2/004 | Level(Name=L00 (Ground), Elevation=21000) |  | 2700
Radiant Panel | L00-OPD-CC3-S029-01 | Consulting Examination Room - Large | 4974420 |  | NV |  | Level(Name=L00 (Ground), Elevation=21000) |  | 2700
Duct Reheat | L00-OPD-DC1-S051-01 | Infant Feeding Room | 4974421 |  | S&E | AHU/GN/SF/B2/007 | Level(Name=L00 (Ground), Elevation=21000) |  | Above 3200
Radiant Panel | L00-OPD-CC3-S058-03 | Main Waiting | 4974422 |  | NV |  | Level(Name=L00 (Ground), Elevation=21000) |  | Above 3200
Duct Reheat | L00-OPD-DC1-S108-02 | Treatment Room - Adjacent to Plaster Room | 4974423 |  | S&E | AHU/GN/SF/B2/009 | Level(Name=L00 (Ground), Elevation=21000) |  | 2700
Duct Reheat | L00-OPD-DC1-U1077-01 | Ponseti Casting | 4974424 |  | S&E | AHU/GN/SF/B2/009 | Level(Name=L00 (Ground), Elevation=21000) |  | 2700
Duct Reheat | L00-OPD-DC1-S026-01 | Clinical Measurement - Large | 4974425 |  | S&E | AHU/GN/SF/B2/009 | Level(Name=L00 (Ground), Elevation=21000) |  | 2700
Duct Reheat | L00-OPD-DC1-S028-02 | Consulting Examination Room | 4974426 |  | S&E | AHU/GN/SF/B2/009 | Level(Name=L00 (Ground), Elevation=21000) |  | 2700
N/A | L00-OPD-PCR-S109-01 | WC - Accessible | 4974427 |  | D | AHU/GN/SF/B2/009 | Level(Name=L00 (Ground), Elevation=21000) |  | 2400
N/A | L00-OPD-CC3-S110-01 | WC - Accessible with Baby Change | 4974428 |  | D | AHU/GN/SF/B2/007 | Level(Name=L00 (Ground), Elevation=21000) |  | 2400
Radiant Panel | L00-OPD-CC3-U0206-01 | MM Store | 4974429 |  | E | AHU/GN/SF/B2/004 | Level(Name=L00 (Ground), Elevation=21000) |  | 2700
FCU | L00-OPD-CC3-U0201-01 | MM Demo Kitchen | 4974430 |  | FCU | AHU/GN/SF/B2/004 | Level(Name=L00 (Ground), Elevation=21000) |  | 2700
Duct Reheat | L00-OPD-CC3-U0196-01 | MM Wait / Food display Area | 4974431 |  | S&E | AHU/GN/SF/B2/004 | Level(Name=L00 (Ground), Elevation=21000) |  | 2700
Radiant Panel | L00-OPD-CC3-S028-21 | Drop in Clinic Room | 4974432 |  | NV |  | Level(Name=L00 (Ground), Elevation=21000) |  | 2700
Radiant Panel | L00-OPD-CC3-S075-02 | Play Area Age Appropriate | 4974433 |  | NV |  | Level(Name=L00 (Ground), Elevation=21000)
Duct Reheat | L00-OPD-CC3-S064-03 | Nurse Drop in Room (2 for Diabetes and 2 for Endocrinology) | 4974434 |  | S&E | AHU/GN/SF/B2/007 | Level(Name=L00 (Ground), Elevation=21000) |  | 2700
Duct Reheat | L00-OPD-CC3-S064-04 | Nurse Drop in Room (2 for Diabetes and 2 for Endocrinology) | 4974435 |  | S&E | AHU/GN/SF/B2/007 | Level(Name=L00 (Ground), Elevation=21000) |  | 2700
Duct Reheat | L00-OPD-CC3-S026-01 | Clinical Measurement - Large | 4974436 |  | S&E | AHU/GN/SF/B2/007 | Level(Name=L00 (Ground), Elevation=21000) |  | 2700
Radiant Panel | L00-OPD-CC3-S028-13 | Consulting Examination Room | 4974437 |  | NV |  | Level(Name=L00 (Ground), Elevation=21000) |  | 2700
Duct Reheat | L00-OPD-CC3-S028-18 | Consulting Examination Room | 4974438 |  | S&E | AHU/GN/SF/B2/007 | Level(Name=L00 (Ground), Elevation=21000) |  | 2700
N/A | L00-OPD-CC3-S109-03 | WC - Accessible | 4974439 |  | D | AHU/GN/SF/B2/007 | Level(Name=L00 (Ground), Elevation=21000) |  | 2400
Duct Reheat | L00-OPD-CC3-S035-03 | Dietetic Room | 4974440 |  | S&E | AHU/GN/SF/B2/007 | Level(Name=L00 (Ground), Elevation=21000) |  | 2700
Duct Reheat | L00-OPD-CC3-S021-02 | Changing M/F (Kitchen) | 4974458 |  | S&E | AHU/GN/SF/B2/004 | Level(Name=L00 (Ground), Elevation=21000) |  | 2400
Radiant Panel | L00-OPD-CC3-S028-08 | Consulting Examination Room | 4974461 |  | NV |  | Level(Name=L00 (Ground), Elevation=21000) |  | 2700
Duct Reheat | L00-OPD-CC3-S028-11 | Consulting Examination Room | 4974462 |  | S&E | AHU/GN/SF/B2/007 | Level(Name=L00 (Ground), Elevation=21000) |  | 2700
Radiant Panel | L00-OPD-DC1-S029-02 | Consulting Examination Room - Large | 4974481 |  | NV |  | Level(Name=L00 (Ground), Elevation=21000) |  | 2700
Duct Reheat | L00-OPD-CC3-S059-02 | Diabetes MDT Rooms | 4974482 |  | S&E | AHU/GN/SF/B2/007 | Level(Name=L00 (Ground), Elevation=21000) |  | 2700
FCU | L00-OPD-C3W-S115-15 | Administration Workstation | 4974502 |  | FCU | AHU/GN/SF/B2/004 | Level(Name=L00 (Ground), Elevation=21000) |  | Above 3200
Duct Reheat | L00-OPD-CC3-S028-02 | Consulting Examination Room | 4974509 |  | S&E | AHU/GN/SF/B2/002 | Level(Name=L00 (Ground), Elevation=21000) |  | 2700
Radiant Panel | L00-OPD-CIR-C001-37 | Corridor | 4974510 |  | background S&E | AHU/GN/SF/B2/009 | Level(Name=L00 (Ground), Elevation=21000) |  | 2700
Radiant Panel | L00-CIR-CIR-C008-03 | Stairwell | 4974576 |  | NV |  | Level(Name=L00 (Ground), Elevation=21000) |  | N/A
Radiant Panel | L00-CIR-CIR-C006-01 | Lift - Stair Lobby | 4974577 |  | background S&E | AHU/GN/SF/B2/009 | Level(Name=L00 (Ground), Elevation=21000) |  | 2700
Duct Reheat | L00-MAI-PUB-S053-02 | Interview Room (Locate behind Main reception) | 4974596 |  | S&E | AHU/GN/SF/B2/002 | Level(Name=L00 (Ground), Elevation=21000) |  | 2700
Radiant Panel | L00-CIR-CIR-C006-04 | Lift - Stair Lobby | 4974599 |  | background S&E | AHU/GN/SF/B2/002 | Level(Name=L00 (Ground), Elevation=21000) |  | 2700
Radiant Panel | L00-OPD-CIR-C001-13 | Corridor | 4974616 |  | background S&E | AHU/GN/SF/B2/007 | Level(Name=L00 (Ground), Elevation=21000) |  | 2700
FCU | L00-OPD-DC1-S143-01 | Reception | 4974623 |  | FCU | AHU/GN/SF/B2/009 | Level(Name=L00 (Ground), Elevation=21000) |  | 2700
Duct Reheat | L00-OPD-PCR-S051-01 | Infant Feeding Room | 4974624 |  | S&E | AHU/GN/SF/B2/009 | Level(Name=L00 (Ground), Elevation=21000) |  | 2400
Radiant Panel | L00-CIR-CIR-C008-01 | Stairwell | 4974655 |  | NV |  | Level(Name=L00 (Ground), Elevation=21000) |  | N/A
N/A | L00-OPD-CC3-S110-02 | WC - Accessible with Baby Change | 4974658 |  | D | AHU/GN/SF/B2/007 | Level(Name=L00 (Ground), Elevation=21000) |  | 2400
N/A | L00-OPD-ORS-S038-02 | Disposal Room (adjacent to AGV lifts) | 4974659 |  | D | AHU/GN/SF/B2/007 | Level(Name=L00 (Ground), Elevation=21000) |  | 2700
Radiant Panel | L00-CIR-CIR-C006-02 | Lift - Stair Lobby | 4974660 |  | background S&E | AHU/GN/SF/B2/007 | Level(Name=L00 (Ground), Elevation=21000) |  | 2700
Duct Reheat | L00-OPD-ORS-S022-02 | Clean Delivery Hub | 4974661 |  | S&E | AHU/GN/SF/B2/007 | Level(Name=L00 (Ground), Elevation=21000) |  | 2700
Duct Reheat | L00-OPD-DC1-S028-04 | Consulting Examination Room | 4974665 |  | S&E | AHU/GN/SF/B2/009 | Level(Name=L00 (Ground), Elevation=21000) |  | 2700
Duct Reheat | L00-OPD-PCR-S027-01 | Clinical Measurement | 4974668 |  | S&E | AHU/GN/SF/B2/009 | Level(Name=L00 (Ground), Elevation=21000) |  | 2700
Radiant Panel | L00-OPD-DC1-S099-01 | Store - Equipment | 4974669 |  | E | AHU/GN/SF/B2/009 | Level(Name=L00 (Ground), Elevation=21000) |  | 2700
Radiant Panel | L00-OPD-CIR-C001-29 | Corridor | 4974670 |  | background S&E | AHU/GN/SF/B2/009 | Level(Name=L00 (Ground), Elevation=21000) |  | 2700
N/A | L00-OPD-ORS-S038-01 | Disposal Room (adjacent to AGV lifts) | 4974677 |  | D | AHU/GN/SF/B2/004 | Level(Name=L00 (Ground), Elevation=21000) |  | 2700
FCU | L00-HUB-ITH-S118-02 | IT Hub | 4974679 |  | FCU | AHU/GN/SF/B2/004 | Level(Name=L00 (Ground), Elevation=21000) |  | N/A
Radiant Panel | L00-CIR-CIR-C006-03 | Lift - Stair Lobby | 4974680 |  | background S&E | AHU/GN/SF/B2/004 | Level(Name=L00 (Ground), Elevation=21000) |  | 2700
FCU | L00-HUB-ITH-S118-04 | IT Hub | 4974731 |  | FCU | AHU/GN/SF/B2/002 | Level(Name=L00 (Ground), Elevation=21000) |  | N/A
Radiant Panel | L00-OPD-CIR-C001-06 | Corridor | 4974732 |  | background S&E | AHU/GN/SF/B2/002 | Level(Name=L00 (Ground), Elevation=21000) |  | 2700
N/A | L00-OPD-DC1-S113-02 | WC - Public | 4974733 |  | D | AHU/GN/SF/B2/002 | Level(Name=L00 (Ground), Elevation=21000) |  | 2400
Radiant Panel | L00-OPD-CC3-S099-03 | Store/ General Equipment | 4974734 |  | E | AHU/GN/SF/B2/002 | Level(Name=L00 (Ground), Elevation=21000) |  | 2700
Duct Reheat | L00-OPD-CC3-S035-02 | Dietetic Room | 4974737 |  | S&E | AHU/GN/SF/B2/002 | Level(Name=L00 (Ground), Elevation=21000) |  | 2700
FCU | L00-HUB-ITH-S118-03 | IT Hub | 4974741 |  | FCU | AHU/GN/SF/B2/007 | Level(Name=L00 (Ground), Elevation=21000) |  | N/A
N/A | L00-OPD-ORS-S025-02 | Cleaners Room | 4974742 |  | D | AHU/GN/SF/B2/007 | Level(Name=L00 (Ground), Elevation=21000) |  | 2400
N/A | L00-OPD-DC1-S112-01 | WC - Assisted with Baby Change | 4974743 |  | D | AHU/GN/SF/B2/002 | Level(Name=L00 (Ground), Elevation=21000) |  | 2400
Duct Reheat | L00-OPD-CC3-S035-01 | Dietetics Clinics | 4974745 |  | S&E | AHU/GN/SF/B2/002 | Level(Name=L00 (Ground), Elevation=21000) |  | 2700
N/A | L00-OPD-ORS-S025-01 | Cleaners Room | 4974924 |  | D | AHU/GN/SF/B2/004 | Level(Name=L00 (Ground), Elevation=21000) |  | 2400
FCU | L00-OPD-C3W-S115-13 | Administration Workstation | 4974927 |  | FCU | AHU/GN/SF/B2/004 | Level(Name=L00 (Ground), Elevation=21000) |  | Above 3200
N/A | L01-CAR-INP-S109-02 | WC - Accessible | 4975123 |  | D | AHU/GN/SF/B2/012 | Level(Name=L01, Elevation=25200) |  | 2400
N/A | L01-CAR-INP-S044-28 | Ensuite | 4975124 |  | D | AHU/IS/SF/B2/008 | Level(Name=L01, Elevation=25200) |  | 2400
N/A | L01-CAR-INP-S044-27 | Ensuite | 4975125 |  | D | AHU/IS/SF/B2/009 | Level(Name=L01, Elevation=25200) |  | 2400
N/A | L01-CAR-INP-S044-29 | Ensuite | 4975126 |  | D | AHU/IS/SF/B2/008 | Level(Name=L01, Elevation=25200) |  | 2400
Duct Reheat | L01-CAR-DCU-S001-01 | Airlock | 4975127 |  | S | AHU/IS/SF/B2/009 | Level(Name=L01, Elevation=25200) |  | 2400
N/A | L01-CAR-INP-S044-23 | Ensuite | 4975128 |  | D | AHU/GN/SF/B2/012 | Level(Name=L01, Elevation=25200) |  | 2400
N/A | L01-CAR-INP-S044-17 | Ensuite | 4975129 |  | D | AHU/GN/SF/B2/012 | Level(Name=L01, Elevation=25200) |  | 2400
N/A | L01-CAR-INP-S044-21 | Ensuite | 4975130 |  | D | AHU/GN/SF/B2/012 | Level(Name=L01, Elevation=25200) |  | 2400
N/A | L01-CAR-INP-S044-15 | Ensuite | 4975131 |  | D | AHU/GN/SF/B2/012 | Level(Name=L01, Elevation=25200) |  | 2400
Duct Reheat | L01-CAR-INP-S001-01 | Airlock | 4975132 |  | S | AHU/IS/SF/B2/009 | Level(Name=L01, Elevation=25200) |  | 2400
Duct Reheat | L01-CAR-INP-S001-02 | Airlock | 4975133 |  | S | AHU/IS/SF/B2/008 | Level(Name=L01, Elevation=25200) |  | 2400
Duct Reheat | L01-CAR-INP-S001-03 | Airlock | 4975134 |  | S | AHU/IS/SF/B2/008 | Level(Name=L01, Elevation=25200) |  | 2400
Duct Reheat | L01-CAR-INP-S014-17 | Bedroom - Single | 4975135 |  | S&E | AHU/GN/SF/B2/012 | Level(Name=L01, Elevation=25200) |  | 2700
N/A | L01-CAR-INP-S044-16 | Ensuite | 4975136 |  | D | AHU/GN/SF/B2/012 | Level(Name=L01, Elevation=25200) |  | 2400
Duct Reheat | L01-CAR-INP-S014-21 | Bedroom - Single | 4975137 |  | S&E | AHU/GN/SF/B2/012 | Level(Name=L01, Elevation=25200) |  | 2700
N/A | L01-CAR-INP-S044-22 | Ensuite | 4975138 |  | D | AHU/GN/SF/B2/012 | Level(Name=L01, Elevation=25200) |  | 2400
Duct Reheat | L01-CAR-INP-S014-22 | Bedroom - Single | 4975139 |  | S&E | AHU/GN/SF/B2/012 | Level(Name=L01, Elevation=25200) |  | 2700
Duct Reheat | L01-CAR-INP-S014-23 | Bedroom - Single | 4975140 |  | S&E | AHU/GN/SF/B2/012 | Level(Name=L01, Elevation=25200) |  | 2700
N/A | L01-CAR-INP-S044-24 | Ensuite | 4975141 |  | D | AHU/GN/SF/B2/012 | Level(Name=L01, Elevation=25200) |  | 2400
Duct Reheat | L01-CAR-INP-S014-24 | Bedroom - Single | 4975142 |  | S&E | AHU/GN/SF/B2/012 | Level(Name=L01, Elevation=25200) |  | 2700
N/A | L01-CAR-INP-S044-18 | Ensuite | 4975143 |  | D | AHU/GN/SF/B2/012 | Level(Name=L01, Elevation=25200) |  | 2400
N/A | L01-CAR-INP-S044-10 | Ensuite | 4975144 |  | D | AHU/GN/SF/B2/012 | Level(Name=L01, Elevation=25200) |  | 2400
N/A | L01-CAR-INP-S044-12 | Ensuite | 4975145 |  | D | AHU/GN/SF/B2/012 | Level(Name=L01, Elevation=25200) |  | 2400
N/A | L01-CAR-INP-S044-13 | Ensuite | 4975146 |  | D | AHU/GN/SF/B2/012 | Level(Name=L01, Elevation=25200) |  | 2400
N/A | L01-CAR-INP-S112-01 | WC - Assisted with Baby Change | 4975147 |  | D | AHU/GN/SF/B2/012 | Level(Name=L01, Elevation=25200) |  | 2400
N/A | L01-CAR-INP-S044-09 | Ensuite | 4975148 |  | D | AHU/GN/SF/B2/012 | Level(Name=L01, Elevation=25200) |  | 2400
N/A | L01-CAR-INP-S044-11 | Ensuite | 4975149 |  | D | AHU/GN/SF/B2/012 | Level(Name=L01, Elevation=25200) |  | 2400
Duct Reheat | L01-CAR-INP-S014-12 | Bedroom - Single | 4975150 |  | S&E | AHU/GN/SF/B2/012 | Level(Name=L01, Elevation=25200) |  | 2700
N/A | L01-CAR-INP-S139-03 | Store | 4975151 |  | E | AHU/GN/SF/B2/012 | Level(Name=L01, Elevation=25200) |  | 2400
N/A | L01-CAR-INP-S044-05 | Ensuite | 4975152 |  | D | AHU/GN/SF/B2/012 | Level(Name=L01, Elevation=25200) |  | 2400
N/A | L01-CAR-INP-S044-26 | Ensuite | 4975153 |  | D | AHU/GN/SF/B2/012 | Level(Name=L01, Elevation=25200) |  | 2400
N/A | L01-CAR-INP-S044-20 | Ensuite | 4975154 |  | D | AHU/GN/SF/B2/012 | Level(Name=L01, Elevation=25200) |  | 2400
N/A | L01-CAR-INP-S044-25 | Ensuite | 4975155 |  | D | AHU/GN/SF/B2/012 | Level(Name=L01, Elevation=25200) |  | 2400
N/A | L01-CAR-INP-S044-19 | Ensuite | 4975156 |  | D | AHU/GN/SF/B2/012 | Level(Name=L01, Elevation=25200) |  | 2400
Duct Reheat | L01-CAR-INP-S014-19 | Bedroom - Single | 4975157 |  | S&E | AHU/GN/SF/B2/012 | Level(Name=L01, Elevation=25200) |  | 2700
Duct Reheat | L01-CAR-INP-S014-20 | Bedroom - Single | 4975158 |  | S&E | AHU/GN/SF/B2/012 | Level(Name=L01, Elevation=25200) |  | 2700
Duct Reheat | L01-CAR-INP-S014-25 | Bedroom - Single | 4975159 |  | S&E | AHU/GN/SF/B2/012 | Level(Name=L01, Elevation=25200) |  | 2700
N/A | L01-CAR-INP-S044-08 | Ensuite | 4975177 |  | D | AHU/GN/SF/B2/012 | Level(Name=L01, Elevation=25200) |  | 2400
Duct Reheat | L01-CAR-INP-S014-07 | Bedroom - Single | 4975178 |  | S&E | AHU/GN/SF/B2/012 | Level(Name=L01, Elevation=25200) |  | 2700
N/A | L01-CAR-INP-S044-06 | Ensuite | 4975179 |  | D | AHU/GN/SF/B2/012 | Level(Name=L01, Elevation=25200) |  | 2400
Duct Reheat | L01-CAR-INP-S014-05 | Bedroom - Single | 4975180 |  | S&E | AHU/GN/SF/B2/012 | Level(Name=L01, Elevation=25200) |  | 2700
N/A | L01-CAR-INP-S044-04 | Ensuite | 4975181 |  | D | AHU/GN/SF/B2/012 | Level(Name=L01, Elevation=25200) |  | 2400
Duct Reheat | L01-CAR-INP-S014-03 | Bedroom - Single | 4975182 |  | S&E | AHU/GN/SF/B2/012 | Level(Name=L01, Elevation=25200) |  | 2700
N/A | L01-CAR-INP-S044-02 | Ensuite | 4975183 |  | D | AHU/GN/SF/B2/012 | Level(Name=L01, Elevation=25200) |  | 2400
Radiant Panel | L01-OPD-DC2-L021-04 | Consulting Examination Room - Ophthalmology (Critical Length 6.55m) | 4975184 |  | NV |  | Level(Name=L01, Elevation=25200) |  | 2700
Radiant Panel | L01-OPD-DC2-L021-10 | Consulting Examination Room - Ophthalmology (Critical Length 6.55m) | 4975185 |  | NV |  | Level(Name=L01, Elevation=25200) |  | 2700
Radiant Panel | L01-OPD-DC2-L033-03 | Examination Rooms ( to include Hess ) ( Critical Length 6.55m) | 4975186 |  | NV |  | Level(Name=L01, Elevation=25200) |  | 2700
Radiant Panel | L01-OPD-DC2-L021-06 | Consulting Examination Room - Ophthalmology (Critical Length 6.55m) | 4975187 |  | NV |  | Level(Name=L01, Elevation=25200) |  | 2700
Radiant Panel | L01-OPD-DC5-S053-01 | Interview Room | 4975188 |  | NV |  | Level(Name=L01, Elevation=25200) |  | 2700
Radiant Panel | L01-OPD-DC5-S028-03 | Consulting Examination Room | 4975189 |  | NV |  | Level(Name=L01, Elevation=25200) |  | 2700
Radiant Panel | L01-OPD-DC5-S028-02 | Consulting Examination Room | 4975190 |  | NV |  | Level(Name=L01, Elevation=25200) |  | 2700
Radiant Panel | L01-OPD-NIC-S132-01 | Reporting Room- General | 4975191 |  | NV |  | Level(Name=L01, Elevation=25200) |  | 2700
Radiant Panel | L01-OPD-DC2-L033-02 | Examination Rooms ( to include Hess ) ( Critical Length 6.55m) | 4975192 |  | NV |  | Level(Name=L01, Elevation=25200) |  | 2700
Radiant Panel | L01-OPD-DC2-L021-02 | Consulting Examination Room - Ophthalmology (Critical Length 6.55m) | 4975193 |  | NV |  | Level(Name=L01, Elevation=25200) |  | 2700
Radiant Panel | L01-OPD-DC2-L021-01 | Consulting Examination Room - Ophthalmology (Critical Length 6.55m) | 4975194 |  | NV |  | Level(Name=L01, Elevation=25200) |  | 2700
Duct Reheat | L01-OPD-NIC-L026-01 | Echocardiogram Rooms | 4975195 |  | S&E | AHU/GN/SF/B2/003 | Level(Name=L01, Elevation=25200) |  | 2700
Duct Reheat | L01-CAR-INP-S014-26 | Bedroom - Single | 4975204 |  | S&E | AHU/GN/SF/B2/012 | Level(Name=L01, Elevation=25200) |  | 2700
Duct Reheat | L01-CAR-INP-S014-18 | Bedroom - Single | 4975205 |  | S&E | AHU/GN/SF/B2/012 | Level(Name=L01, Elevation=25200) |  | 2700
Duct Reheat | L01-CAR-INP-S014-13 | Bedroom - Single | 4975206 |  | S&E | AHU/GN/SF/B2/012 | Level(Name=L01, Elevation=25200) |  | 2700
Duct Reheat | L01-CAR-INP-S014-08 | Bedroom - Single | 4975207 |  | S&E | AHU/GN/SF/B2/012 | Level(Name=L01, Elevation=25200) |  | 2700
Radiant Panel | L01-OPD-CIR-C001-03 | Corridor | 4975208 |  | background S&E | AHU/GN/SF/B2/003 | Level(Name=L01, Elevation=25200) |  | 2900
Radiant Panel | L01-CAR-CIR-C001-03 | Corridor | 4975209 |  | background S&E | AHU/GN/SF/B2/012 | Level(Name=L01, Elevation=25200) |  | 2700
Duct Reheat | L01-CAR-INP-S014-06 | Bedroom - Single | 4975210 |  | S&E | AHU/GN/SF/B2/012 | Level(Name=L01, Elevation=25200) |  | 2700
N/A | L01-CAR-INP-S044-07 | Ensuite | 4975211 |  | D | AHU/GN/SF/B2/012 | Level(Name=L01, Elevation=25200) |  | 2400
N/A | L01-CAR-INP-S044-03 | Ensuite | 4975212 |  | D | AHU/GN/SF/B2/012 | Level(Name=L01, Elevation=25200) |  | 2400
N/A | L01-CAR-INP-S044-01 | Ensuite | 4975213 |  | D | AHU/GN/SF/B2/012 | Level(Name=L01, Elevation=25200) |  | 2400
Radiant Panel | L01-OPD-NIC-L025-02 | ECG Rooms | 4975214 |  | NV |  | Level(Name=L01, Elevation=25200) |  | 2700
Radiant Panel | L01-OPD-NIC-L025-01 | ECG Rooms | 4975232 |  | NV |  | Level(Name=L01, Elevation=25200) |  | 2700
Duct Reheat | L01-CAR-INP-S014-09 | Bedroom - Single | 4975233 |  | S&E | AHU/GN/SF/B2/012 | Level(Name=L01, Elevation=25200) |  | 2700
N/A | L01-CAR-INP-S042-01 | Ensuite - Assisted | 4975234 |  | D | AHU/IS/SF/B2/009 | Level(Name=L01, Elevation=25200) |  | 2700
N/A | L01-CAR-INP-S113-02 | WC - Public | 4975236 |  | D | AHU/GN/SF/B2/012 | Level(Name=L01, Elevation=25200) |  | 2400
N/A | L01-CAR-INP-S007-01 | Bay - Hoist | 4975240 |  | E | AHU/GN/SF/B2/012 | Level(Name=L01, Elevation=25200) |  | 2700
Radiant Panel | L01-CAR-INP-S152-01 | Wash Hand Basins | 4975241 |  | background S&E |  | Level(Name=L01, Elevation=25200)
Duct Reheat | L01-CAR-INP-S014-15 | Bedroom - Single | 4975242 |  | S&E | AHU/GN/SF/B2/012 | Level(Name=L01, Elevation=25200) |  | 2700
Duct Reheat | L01-CAR-INP-S014-16 | Bedroom - Single | 4975243 |  | S&E | AHU/GN/SF/B2/012 | Level(Name=L01, Elevation=25200) |  | 2700
Radiant Panel | L01-CAR-INP-S152-03 | Wash Hand Basins | 4975244 |  | background S&E | AHU/GN/SF/B2/012 | Level(Name=L01, Elevation=25200) |  | 2700
Duct Reheat | L01-CAR-INP-S014-10 | Bedroom - Single | 4975245 |  | S&E | AHU/GN/SF/B2/012 | Level(Name=L01, Elevation=25200) |  | 2700
Duct Reheat | L01-CAR-INP-S014-11 | Bedroom - Single | 4975246 |  | S&E | AHU/GN/SF/B2/012 | Level(Name=L01, Elevation=25200) |  | 2700
Radiant Panel | L01-CAR-INP-S152-02 | Wash Hand Basins | 4975247 |  | background S&E | AHU/GN/SF/B2/012 | Level(Name=L01, Elevation=25200) |  | 2700
Duct Reheat | L01-CAR-INP-S101-01 | Point of Care Testing | 4975255 |  | S&E | AHU/GN/SF/B2/012 | Level(Name=L01, Elevation=25200) |  | 2700
N/A | L01-CAR-INP-S113-01 | WC - Public | 4975263 |  | D | AHU/GN/SF/B2/012 | Level(Name=L01, Elevation=25200) |  | 2400
| L01-CAR-INP-S056-03 | Bay - Linen (one per Cluster) | 4975264 |  | E | AHU/GN/SF/B2/012 | Level(Name=L01, Elevation=25200) |  | 2400
Radiant Panel | L01-OPD-DC2-L033-01 | Examination Rooms ( to include Hess ) ( Critical Length 6.55m) | 4975268 |  | NV |  | Level(Name=L01, Elevation=25200) |  | 2700
Duct Reheat | L01-OPD-DC2-L021-03 | Consulting Examination Room - Ophthalmology (Critical Length 6.55m) | 4975269 |  | S&E | AHU/GN/SF/B2/001 | Level(Name=L01, Elevation=25200) |  | 2700
Duct Reheat | L01-OPD-DC2-L033-05 | Examination Rooms ( to include Hess ) ( Critical Length 6.55m) | 4975270 |  | S&E | AHU/GN/SF/B2/001 | Level(Name=L01, Elevation=25200) |  | 2700
Duct Reheat | L01-OPD-DC2-U0233-01 | Fluoroscopy Angiography/ Photography | 4975271 |  | S&E | AHU/GN/SF/B2/001 | Level(Name=L01, Elevation=25200) |  | 2700
Duct Reheat | L01-CAR-INP-S001-04 | Airlock | 4975277 |  | S | AHU/IS/SF/B2/007 | Level(Name=L01, Elevation=25200) |  | 2400
Duct Reheat | L01-CAR-DCU-S085-04 | Single Bays | 4975278 |  | S&E | AHU/GN/SF/B2/012 | Level(Name=L01, Elevation=25200) |  | 2700
N/A | L01-CAR-INP-S036-03 | Dirty Utility | 4975279 |  | D | AHU/GN/SF/B2/012 | Level(Name=L01, Elevation=25200) |  | 2700
N/A | L01-CAR-DCU-S043-01 | Ensuite - Isolation | 4975280 |  | D | AHU/IS/SF/B2/007 | Level(Name=L01, Elevation=25200) |  | 2400
N/A | L01-OPD-DC2-S113-02 | WC - Public | 4975281 |  | D | AHU/GN/SF/B2/003 | Level(Name=L01, Elevation=25200) |  | 2400
Duct Reheat | L01-OPD-DC5-S064-01 | Nurse Drop In Room | 4975282 |  | S&E | AHU/GN/SF/B2/003 | Level(Name=L01, Elevation=25200) |  | 2700
Duct Reheat | L01-OPD-DC2-U0232-01 | Incubator Bay (with O2)(Location to be confirmed at the Design Phase) | 4975283 |  | S&E | AHU/GN/SF/B2/001 | Level(Name=L01, Elevation=25200) |  | 2700
Duct Reheat | L01-CAR-DCU-S085-02 | Single Bays | 4975300 |  | S&E | AHU/GN/SF/B2/012 | Level(Name=L01, Elevation=25200) |  | 2700
FCU | L01-CAR-DCU-S092-01 | Staff Base | 4975301 |  | FCU | AHU/GN/SF/B2/012 | Level(Name=L01, Elevation=25200) |  | 2700
Duct Reheat | L01-CAR-DCU-S085-05 | Single Bays | 4975302 |  | S&E | AHU/GN/SF/B2/012 | Level(Name=L01, Elevation=25200) |  | 2700
N/A | L01-CAR-INP-S114-03 | WC - Staff | 4975303 |  | D | AHU/GN/SF/B2/012 | Level(Name=L01, Elevation=25200) |  | 2400
Radiant Panel | L01-OPD-DC2-L033-04 | Examination Rooms ( to include Hess ) ( Critical Length 6.55m) | 4975305 |  | NV |  | Level(Name=L01, Elevation=25200) |  | 2700
Radiant Panel | L01-OPD-DC2-L021-07 | Consulting Examination Room - Ophthalmology (Critical Length 6.55m) | 4975306 |  | NV |  | Level(Name=L01, Elevation=25200) |  | 2700
Duct Reheat | L01-OPD-DC2-S108-02 | Treatment Room | 4975307 |  | S&E | AHU/GN/SF/B2/001 | Level(Name=L01, Elevation=25200) |  | 2700
Duct Reheat | L01-OPD-DC2-S104-01 | Sub Wait - (Age Appropriate) | 4975308 |  | S&E | AHU/GN/SF/B2/001 | Level(Name=L01, Elevation=25200) |  | 2700
FCU | L01-OPD-DC2-S082-01 | Reception/Staff Base | 4975309 |  | FCU | AHU/GN/SF/B2/001 | Level(Name=L01, Elevation=25200) |  | 3200
Duct Reheat | L01-OPD-DC2-U0238-01 | Dark Adaption Room (Adjacent to electrophysiology) | 4975310 |  | S&E | AHU/GN/SF/B2/001 | Level(Name=L01, Elevation=25200) |  | 2700
Radiant Panel | L01-OPD-CIR-C001-08 | Corridor | 4975311 |  | background S&E | AHU/GN/SF/B2/001 | Level(Name=L01, Elevation=25200) |  | 2700
N/A | L01-OPD-DC2-S109-01 | WC - Accessible | 4975312 |  | D | AHU/GN/SF/B2/001 | Level(Name=L01, Elevation=25200) |  | 2400
Duct Reheat | L01-OPD-NIC-L026-05 | Echocardiogram Rooms | 4975313 |  | S&E | AHU/GN/SF/B2/003 | Level(Name=L01, Elevation=25200) |  | 2700
Duct Reheat | L01-OPD-NIC-L026-04 | Echocardiogram Rooms | 4975314 |  | S&E | AHU/GN/SF/B2/003 | Level(Name=L01, Elevation=25200) |  | 2700
Radiant Panel | L01-OPD-NIC-S139-01 | Store -(Portable Machines) | 4975316 |  | E | AHU/GN/SF/B2/003 | Level(Name=L01, Elevation=25200) |  | 2700
Duct Reheat | L01-OPD-DC5-S060-01 | MDT Therapy Room | 4975317 |  | S&E | AHU/GN/SF/B2/003 | Level(Name=L01, Elevation=25200) |  | 2700
Duct Reheat | L01-OPD-DC5-S027-01 | Clinical Measurement | 4975318 |  | S&E | AHU/GN/SF/B2/003 | Level(Name=L01, Elevation=25200) |  | 2700
FCU | L01-OPD-NIC-S081-01 | Reception /Staff Base ( Shared with Cardiac OPD) | 4975320 |  | FCU | AHU/GN/SF/B2/003 | Level(Name=L01, Elevation=25200) |  | 2700
Duct Reheat | L01-OPD-NIC-L042-02 | Holter/Telemetry/King of Hearts | 4975321 |  | S&E | AHU/GN/SF/B2/003 | Level(Name=L01, Elevation=25200) |  | 2700
N/A | L01-OPD-NIC-S044-01 | Ensuite for Stress test Room | 4975322 |  | D | AHU/GN/SF/B2/003 | Level(Name=L01, Elevation=25200) |  | 2400
Duct Reheat | L01-OPD-NIC-U0421-01 | Exercise / Stress testing Room | 4975323 |  | S&E | AHU/GN/SF/B2/003 | Level(Name=L01, Elevation=25200) |  | 2700
Duct Reheat | L01-OPD-DC2-S075-01 | Play Area | 4975328 |  | S&E | AHU/GN/SF/B2/003 | Level(Name=L01, Elevation=25200) |  | N/A
Radiant Panel | L01-CIR-CIR-C004-01 | Hospital Street Shared Corridor (Between Departments) | 4975329 |  | background S&E | AHU/GN/SF/B2/003 | Level(Name=L01, Elevation=25200) |  | Above 3200
Duct Reheat | L01-OPD-NIC-S148-02 | Waiting (Shared with Cardiac OPD) | 4975330 |  | S&E | AHU/GN/SF/B2/003 | Level(Name=L01, Elevation=25200) |  | N/A
Duct Reheat | L01-OPD-NIC-S075-01 | Play Area (Shared with Cardiac OPD) | 4975331 |  | S&E | AHU/GN/SF/B2/003 | Level(Name=L01, Elevation=25200) |  | N/A
Duct Reheat | L01-CAR-INP-U0027-01 | Cardiac MDT Conference Room | 4975333 |  | S&E | AHU/GN/SF/B2/012 | Level(Name=L01, Elevation=25200) |  | Above 3200
Radiant Panel | L01-OPD-CIR-C001-05 | Corridor | 4975338 |  | background S&E | AHU/GN/SF/B2/001 | Level(Name=L01, Elevation=25200) |  | Above 3200
Radiant Panel | L01-CAR-CIR-C001-05 | Corridor | 4975340 |  | background S&E | AHU/GN/SF/B2/003 | Level(Name=L01, Elevation=25200) |  | Above 3200
Radiant Panel | L01-CAR-CIR-C001-07 | Corridor | 4975342 |  | background S&E | AHU/GN/SF/B2/012 | Level(Name=L01, Elevation=25200) |  | Above 3200
FCU | L01-CAR-INP-S032-01 | Cooking Pantry | 4975344 |  | FCU | AHU/GN/SF/B2/012 | Level(Name=L01, Elevation=25200) |  | 2700
Duct Reheat | L01-CAR-INP-S053-01 | Interview Room | 4975345 |  | S&E | AHU/GN/SF/B2/012 | Level(Name=L01, Elevation=25200) |  | 2700
FCU | L01-CAR-INP-S143-01 | Reception | 4975346 |  | FCU | AHU/GN/SF/B2/012 | Level(Name=L01, Elevation=25200) |  | 2700
Duct Reheat | L01-OPD-DC5-S028-04 | Consulting Examination Room | 4975355 |  | S&E | AHU/GN/SF/B2/003 | Level(Name=L01, Elevation=25200) |  | 2700
Radiant Panel | L01-OPD-CIR-C001-07 | Corridor | 4975356 |  | background S&E | AHU/GN/SF/B2/003 | Level(Name=L01, Elevation=25200) |  | 2700
Radiant Panel | L01-CAR-CIR-C001-04 | Corridor | 4975360 |  | background S&E | AHU/GN/SF/B2/012 | Level(Name=L01, Elevation=25200) |  | 2700
FCU | L01-CAR-INP-U1831-01 | Parent Lounge Break Out | 4975368 |  | FCU | AHU/GN/SF/B2/012 | Level(Name=L01, Elevation=25200) |  | N/A
Radiant Panel | L01-CIR-CIR-C004-02 | Hospital Street Shared Corridor (Between Departments) | 4975369 |  | background S&E | AHU/GN/SF/B2/012 | Level(Name=L01, Elevation=25200) |  | Above 3200
Duct Reheat | L01-OPD-DC2-L021-08 | Consulting Examination Room - Ophthalmology (Critical Length 6.55m) | 4975395 |  | S&E | AHU/GN/SF/B2/001 | Level(Name=L01, Elevation=25200) |  | 2700
Duct Reheat | L01-OPD-DC2-L021-09 | Consulting Examination Room - Ophthalmology (Critical Length 6.55m) | 4975456 |  | S&E | AHU/GN/SF/B2/001 | Level(Name=L01, Elevation=25200) |  | 2700
Duct Reheat | L01-OPD-DC2-L021-05 | Consulting Examination Room - Ophthalmology (Critical Length 6.55m) | 4975457 |  | S&E | AHU/GN/SF/B2/001 | Level(Name=L01, Elevation=25200) |  | 2700
Radiant Panel | L01-OPD-DC2-L061-01 | Ophthalmic Investigation (including visual field) | 4975459 |  | NV |  | Level(Name=L01, Elevation=25200) |  | 2700
Duct Reheat | L01-OPD-DC2-S108-01 | Treatment Room | 4975460 |  | S&E | AHU/GN/SF/B2/001 | Level(Name=L01, Elevation=25200) |  | 2700
Duct Reheat | L01-OPD-DC2-L036-02 | Eye assessment / Drop instillation Room (with vision assessment capabilities) | 4975461 |  | S&E | AHU/GN/SF/B2/001 | Level(Name=L01, Elevation=25200) |  | 2700
Duct Reheat | L01-OPD-DC2-S148-01 | Waiting Area age appropriate | 4975463 |  | S&E | AHU/GN/SF/B2/001 | Level(Name=L01, Elevation=25200) |  | 3200
FCU | L01-OPD-DC2-U1368-02 | Ophathalmology and Orthoptics Workstations | 4975466 |  | FCU | AHU/GN/SF/B2/001 | Level(Name=L01, Elevation=25200) |  | 2700
N/A | L01-OPD-DC5-S036-01 | Dirty Utility | 4975467 |  | D | AHU/GN/SF/B2/001 | Level(Name=L01, Elevation=25200) |  | 2700
Duct Reheat | L01-OPD-DC5-S023-01 | Clean Utility | 4975469 |  | S&E | AHU/GN/SF/B2/001 | Level(Name=L01, Elevation=25200) |  | 2700
Radiant Panel | L01-OPD-DC2-L061-02 | Ophthalmic Investigation (including visual field) | 4975470 |  | NV |  | Level(Name=L01, Elevation=25200) |  | 2700
Duct Reheat | L01-OPD-NIC-S148-01 | Waiting (Shared with Cardiac OPD) | 4975471 |  | S&E | AHU/GN/SF/B2/003 | Level(Name=L01, Elevation=25200) |  | 3200
N/A | L01-OPD-DC2-S112-01 | WC - Assisted with Baby Change | 4975473 |  | D | AHU/GN/SF/B2/003 | Level(Name=L01, Elevation=25200) |  | 2400
Duct Reheat | L01-OPD-DC5-S028-05 | Consulting Examination Room | 4975474 |  | S&E | AHU/GN/SF/B2/003 | Level(Name=L01, Elevation=25200) |  | 2700
Radiant Panel | L01-OPD-DC5-S064-02 | Nurse Drop In Room | 4975475 |  | NV |  | Level(Name=L01, Elevation=25200) |  | 2700
Duct Reheat | L01-OPD-NIC-L026-03 | Echocardiogram Rooms | 4975476 |  | S&E | AHU/GN/SF/B2/003 | Level(Name=L01, Elevation=25200) |  | 2700
Duct Reheat | L01-OPD-NIC-L026-02 | Echocardiogram Rooms | 4975477 |  | S&E | AHU/GN/SF/B2/003 | Level(Name=L01, Elevation=25200) |  | 2700
Duct Reheat | L01-CAR-DCU-S085-03 | Single Bays | 4975483 |  | S&E | AHU/GN/SF/B2/012 | Level(Name=L01, Elevation=25200) |  | 2700
Duct Reheat | L01-CAR-DCU-S023-01 | Clean Utility | 4975485 |  | S&E | AHU/GN/SF/B2/012 | Level(Name=L01, Elevation=25200) |  | 2700
FCU | L01-CAR-INP-S057-01 | Parent Lounge with Beverage Bay | 4975486 |  | FCU | AHU/GN/SF/B2/012 | Level(Name=L01, Elevation=25200) |  | 2700
N/A | L01-CAR-INP-S013-01 | Bedroom - Single - Isolation | 4975488 |  | N/A | AHU/IS/SF/B2/009 | Level(Name=L01, Elevation=25200) |  | 2700
N/A | L01-CAR-INP-S025-01 | Cleaners Room | 4975489 |  | D | AHU/GN/SF/B2/012 | Level(Name=L01, Elevation=25200) |  | 2400
N/A | L01-CAR-INP-S013-02 | Bedroom - Single - Isolation | 4975490 |  | N/A | AHU/IS/SF/B2/009 | Level(Name=L01, Elevation=25200) |  | 2700
Duct Reheat | L01-CAR-DCU-S085-06 | Single Bays | 4975491 |  | S&E | AHU/GN/SF/B2/012 | Level(Name=L01, Elevation=25200) |  | 2700
| L01-CAR-DCU-S056-01 | Bay - Linen | 4975492 |  | E | AHU/GN/SF/B2/012 | Level(Name=L01, Elevation=25200) |  | 2400
N/A | L01-CAR-INP-S013-03 | Bedroom - Single - Isolation | 4975493 |  | N/A | AHU/IS/SF/B2/008 | Level(Name=L01, Elevation=25200) |  | 2700
Duct Reheat | L01-CAR-DCU-S085-01 | Single Bays | 4975495 |  | S&E | AHU/IS/SF/B2/007 | Level(Name=L01, Elevation=25200) |  | 2700
Duct Reheat | L01-CAR-INP-S014-14 | Bedroom - Single | 4975497 |  | S&E | AHU/GN/SF/B2/012 | Level(Name=L01, Elevation=25200) |  | 2700
N/A | L01-CAR-INP-S013-04 | Bedroom - Single - Isolation | 4975498 |  | N/A | AHU/IS/SF/B2/008 | Level(Name=L01, Elevation=25200) |  | 2700
Radiant Panel | L01-OPD-NIC-L025-03 | ECG Rooms | 4975502 |  | NV |  | Level(Name=L01, Elevation=25200) |  | 2700
Duct Reheat | L01-OPD-NIC-L025-05 | ECG Rooms | 4975533 |  | S&E | AHU/GN/SF/B2/003 | Level(Name=L01, Elevation=25200) |  | 2700
Duct Reheat | L01-OPD-DC5-S108-01 | Treatment Room | 4975537 |  | S&E | AHU/GN/SF/B2/003 | Level(Name=L01, Elevation=25200) |  | 2700
Radiant Panel | L01-OPD-DC5-S028-01 | Consulting Examination Room | 4975538 |  | NV |  | Level(Name=L01, Elevation=25200) |  | 2700
FCU | L01-CAR-INP-S094-01 | Staff Lounge/Beverage Bay with Lockers | 4975539 |  | FCU | AHU/GN/SF/B2/012 | Level(Name=L01, Elevation=25200) |  | 2700
Duct Reheat | L01-CAR-INP-S014-01 | Bedroom - Single | 4975551 |  | S&E | AHU/GN/SF/B2/012 | Level(Name=L01, Elevation=25200) |  | 2700
Duct Reheat | L01-CAR-INP-S014-02 | Bedroom - Single | 4975552 |  | S&E | AHU/GN/SF/B2/012 | Level(Name=L01, Elevation=25200) |  | 2700
Duct Reheat | L01-CAR-INP-S014-04 | Bedroom - Single | 4975553 |  | S&E | AHU/GN/SF/B2/012 | Level(Name=L01, Elevation=25200) |  | 2700
N/A | L01-CAR-INP-S044-14 | Ensuite | 4975573 |  | D | AHU/GN/SF/B2/012 | Level(Name=L01, Elevation=25200) |  | 2400
Duct Reheat | L01-OPD-NIC-L042-01 | Holter/Telemetry/King of Hearts | 4975578 |  | S&E | AHU/GN/SF/B2/003 | Level(Name=L01, Elevation=25200) |  | 2700
Duct Reheat | L01-CAR-INP-U0023-01 | Play Therapy Area | 4975588 |  | S&E | AHU/GN/SF/B2/012 | Level(Name=L01, Elevation=25200) |  | 2700
Duct Reheat | L01-OPD-DC2-U0237-01 | Electrophysiological Room | 4975593 |  | S&E | AHU/GN/SF/B2/001 | Level(Name=L01, Elevation=25200) |  | 2700
Duct Reheat | L01-CAR-INP-S060-01 | MDT Therapy Room | 4975594 |  | S&E | AHU/GN/SF/B2/012 | Level(Name=L01, Elevation=25200) |  | Above 3200
Radiant Panel | L01-CIR-CIR-C008-09 | Stairwell | 4975596 |  | background S&E | AHU/GN/SF/B2/003 | Level(Name=L01, Elevation=25200) |  | Above 3200
Radiant Panel | L01-CIR-CIR-C008-02 | Stairwell | 4975616 |  | NV |  | Level(Name=L01, Elevation=25200) |  | N/A
Radiant Panel | L01-CIR-CIR-C006-02 | Lift - Stair Lobby | 4975636 |  | background S&E | AHU/GN/SF/B2/001 | Level(Name=L01, Elevation=25200) |  | 2700
FCU | L01-CAR-INP-S019-01 | Central Workstation | 4975658 |  | FCU | AHU/GN/SF/B2/012 | Level(Name=L01, Elevation=25200) |  | 2700
N/A | L01-CAR-INP-S109-04 | WC - Accessible | 4975673 |  | D | AHU/GN/SF/B2/012 | Level(Name=L01, Elevation=25200) |  | 2400
N/A | L01-CAR-INP-S109-01 | WC - Accessible | 4975674 |  | D | AHU/GN/SF/B2/012 | Level(Name=L01, Elevation=25200) |  | 2400
Radiant Panel | L01-CIR-CIR-C008-01 | Stairwell | 4975677 |  | NV |  | Level(Name=L01, Elevation=25200) |  | N/A
FCU | L01-CAR-INP-S093-01 | Staff Base (1 per Cluster) | 4975679 |  | FCU | AHU/GN/SF/B2/012 | Level(Name=L01, Elevation=25200) |  | 2700
N/A | L01-CAR-INP-S038-01 | Disposal Room (adjacent to AGV lifts) | 4975681 |  | D | AHU/GN/SF/B2/012 | Level(Name=L01, Elevation=25200) |  | 2700
FCU | L01-HUB-ITH-S118-01 | IT Hub | 4975685 |  | FCU | AHU/GN/SF/B2/012 | Level(Name=L01, Elevation=25200) |  | N/A
Radiant Panel | L01-CAR-INP-L026-01 | Echo Bay | 4975689 |  | background S&E | AHU/GN/SF/B2/012 | Level(Name=L01, Elevation=25200) |  | 2700
Duct Reheat | L01-CAR-DCU-S075-01 | Play/Wait | 4975690 |  | S&E | AHU/GN/SF/B2/012 | Level(Name=L01, Elevation=25200) |  | 2700
N/A | L01-OPD-ORS-U1416-01 | Disposal Room | 4975692 |  | D | AHU/GN/SF/B2/003 | Level(Name=L01, Elevation=25200) |  | 2700
N/A | L01-OPD-DC5-X007-01 | WC - Accessible shared with Non Invasive Cardiac Investigations | 4975693 |  | D | AHU/GN/SF/B2/003 | Level(Name=L01, Elevation=25200) |  | 2400
Duct Reheat | L01-OPD-ORS-S022-01 | Clean Delivery Hub | 4975694 |  | S&E | AHU/GN/SF/B2/003 | Level(Name=L01, Elevation=25200) |  | 2700
Radiant Panel | L01-OPD-CIR-C001-02 | Corridor | 4975695 |  | background S&E | AHU/GN/SF/B2/003 | Level(Name=L01, Elevation=25200) |  | 2700
N/A | L01-OPD-NIC-S025-01 | Cleaners Room | 4975697 |  | D | AHU/GN/SF/B2/003 | Level(Name=L01, Elevation=25200) |  | 2400
FCU | L01-HUB-ITH-S118-07 | IT Hub | 4975732 |  | FCU | AHU/GN/SF/B2/001 | Level(Name=L01, Elevation=25200) |  | N/A
Radiant Panel | L01-OPD-CIR-C001-06 | Corridor | 4975734 |  | background S&E | AHU/GN/SF/B2/001 | Level(Name=L01, Elevation=25200) |  | 2700
N/A | L01-OPD-DC2-S114-01 | WC - Staff | 4975735 |  | D | AHU/GN/SF/B2/001 | Level(Name=L01, Elevation=25200) |  | 2400
Radiant Panel | L01-OPD-DC2-S099-01 | Store /General Equipment | 4975736 |  | E | AHU/GN/SF/B2/001 | Level(Name=L01, Elevation=25200) |  | 2700
Radiant Panel | L01-OPD-DC2-L036-01 | Eye assessment / Drop instillation Room (with vision assessment capabilities) | 4975740 |  | NV |  | Level(Name=L01, Elevation=25200) |  | 2700
FCU | L01-HUB-ITH-S118-02 | IT Hub | 4975744 |  | FCU | AHU/GN/SF/B2/012 | Level(Name=L01, Elevation=25200) |  | N/A
Duct Reheat | L01-CAR-INP-S022-01 | Clean Delivery Hub | 4975746 |  | S&E | AHU/GN/SF/B2/012 | Level(Name=L01, Elevation=25200) |  | 2700
Radiant Panel | L01-CAR-CIR-C001-06 | Corridor | 4975747 |  | background S&E | AHU/GN/SF/B2/012 | Level(Name=L01, Elevation=25200) |  | 2700
FCU | L01-HUB-ITH-S118-08 | IT Hub | 4975755 |  | FCU | AHU/GN/SF/B2/003 | Level(Name=L01, Elevation=25200) |  | N/A
Duct Reheat | L01-OPD-DC2-S051-01 | Infant Feeding Room | 4976130 |  | S&E | AHU/GN/SF/B2/001 | Level(Name=L01, Elevation=25200) |  | 3200
Radiant Panel | L01-CAM-INP-S139-07 | Store | 4976131 |  | E | AHU/GN/SF/B2/012 | Level(Name=L01, Elevation=25200) |  | 2400
N/A | L01-CAR-INP-S036-02 | Dirty Utility | 4976132 |  | D | AHU/GN/SF/B2/012 | Level(Name=L01, Elevation=25200) |  | 2700
FCU | L01-CAR-INP-U1129-01 | IP Wkst - 2P + Hub | 4976133 |  | FCU | AHU/GN/SF/B2/012 | Level(Name=L01, Elevation=25200) |  | 2700
N/A | L01-CAR-INP-S005-01 | Assisted Bathroom | 4976134 |  | D | AHU/GN/SF/B2/012 | Level(Name=L01, Elevation=25200) |  | 2700
FCU | L01-CAR-INP-U1130-01 | IP Wkst - 3P | 4976135 |  | FCU | AHU/GN/SF/B2/012 | Level(Name=L01, Elevation=25200) |  | 2700
Duct Reheat | L01-CAR-INP-S080-02 | Prepared Feeds/ Breast Milk Store | 4976136 |  | S&E | AHU/GN/SF/B2/012 | Level(Name=L01, Elevation=25200) |  | 2700
N/A | L01-CAR-INP-S036-01 | Dirty Utility | 4976137 |  | D | AHU/GN/SF/B2/012 | Level(Name=L01, Elevation=25200) |  | 2700
N/A | L01-CAR-INP-S099-01 | Pump Store | 4976154 |  | E | AHU/GN/SF/B2/012 | Level(Name=L01, Elevation=25200) |  | 2400
Duct Reheat | L01-CAR-INP-S023-01 | Clean Utility (one per staff base) | 4976155 |  | S&E | AHU/GN/SF/B2/012 | Level(Name=L01, Elevation=25200) |  | 2700
| L01-CAR-INP-S056-02 | Bay - Linen (one per Cluster) | 4976156 |  | E | AHU/GN/SF/B2/012 | Level(Name=L01, Elevation=25200) |  | 2400
Duct Reheat | L01-CAR-DCU-S073-01 | Pharmacy Prep Room with Dispensing | 4976157 |  | S&E | AHU/GN/SF/B2/012 | Level(Name=L01, Elevation=25200) |  | 2700
FCU | L01-CAR-INP-S093-04 | Staff Base | 4976158 |  | FCU | AHU/GN/SF/B2/012 | Level(Name=L01, Elevation=25200) |  | 2700
FCU | L01-CAR-INP-S093-02 | Staff Base (1 per Cluster) | 4976159 |  | FCU | AHU/GN/SF/B2/012 | Level(Name=L01, Elevation=25200) |  | 2700
FCU | L01-CAR-INP-S115-06 | Nursing Team Workstation | 4976160 |  | FCU | AHU/GN/SF/B2/012 | Level(Name=L01, Elevation=25200) |  | 2700
Radiant Panel | L01-CAR-INP-S010-01 | Bay - Resuscitation | 4976161 |  | background S&E | AHU/GN/SF/B2/012 | Level(Name=L01, Elevation=25200) |  | 2700
FCU | L01-CAR-INP-S067-01 | Pantry | 4976162 |  | FCU | AHU/GN/SF/B2/012 | Level(Name=L01, Elevation=25200) |  | 2700
Duct Reheat | L01-CAR-INP-S107-01 | Treatment / Minor Procedure Room | 4976163 |  | S&E | AHU/GN/SF/B2/012 | Level(Name=L01, Elevation=25200) |  | 2700
Duct Reheat | L01-CAR-INP-S127-01 | Pharmacy Prep + PTS | 4976164 |  | S&E | AHU/GN/SF/B2/012 | Level(Name=L01, Elevation=25200) |  | 2700
FCU | L01-CAR-INP-S093-03 | Staff Base (1 per Cluster) | 4976165 |  | FCU | AHU/GN/SF/B2/012 | Level(Name=L01, Elevation=25200) |  | 2700
Radiant Panel | L01-CAR-INP-S139-01 | Store | 4976166 |  | E | AHU/GN/SF/B2/012 | Level(Name=L01, Elevation=25200) |  | 2400
N/A | L01-CAR-INP-S114-02 | WC - Staff | 4976167 |  | D | AHU/GN/SF/B2/012 | Level(Name=L01, Elevation=25200) |  | 2400
N/A | L01-CAR-INP-S049-01 | Hub (Printing and Scanning) | 4976168 |  | E | AHU/GN/SF/B2/012 | Level(Name=L01, Elevation=25200) |  | 2700
Radiant Panel | L01-CAR-INP-S010-02 | Bay - Resuscitation | 4976169 |  | background S&E | AHU/GN/SF/B2/012 | Level(Name=L01, Elevation=25200) |  | 2700
Duct Reheat | L01-CAR-INP-S023-03 | Clean Utility (one per staff base) | 4976170 |  | S&E | AHU/GN/SF/B2/012 | Level(Name=L01, Elevation=25200) |  | 2700
Duct Reheat | L02-DCU-FCT-S083-01 | Food Allergy Testing - 4 Recliner Bay | 4976262 | 41.5718 | S&E | AHU/GN/SF/B2/008 | Level(Name=L02, Elevation=29400) |  | 2700
Duct Reheat | L02-DCU-DMS-S083-21 | Recliner Bays | 4976263 | 11.8508 | S&E | AHU/GN/SF/B2/008 | Level(Name=L02, Elevation=29400) |  | 2700
Duct Reheat | L02-DCU-DMS-S083-10 | Recliner Bays | 4976264 | 11.4079 | S&E | AHU/GN/SF/B2/008 | Level(Name=L02, Elevation=29400) |  | 2700
Radiant Panel | L02-CIR-CIR-C004-01 | Hospital Street Shared Corridor (Between Departments) | 4976265 |  | background S&E |  | Level(Name=L02, Elevation=29400) |  | 3150
N/A | L02-IPA-GW9-S044-08 | Ensuite | 4976267 | 5.5 | D | AHU/GN/SF/B2/005 | Level(Name=L02, Elevation=29400) |  | 2400
N/A | L02-IPA-GW9-S044-09 | Ensuite | 4976268 | 5.3127 | D | AHU/GN/SF/B2/005 | Level(Name=L02, Elevation=29400) |  | 2400
N/A | L02-IPA-GW9-S109-01 | WC - Accessible | 4976269 | 5.6022 | D | AHU/GN/SF/B2/005 | Level(Name=L02, Elevation=29400) |  | 2400
N/A | L02-IPA-GW9-S044-07 | Ensuite | 4976270 | 5.214 | D | AHU/GN/SF/B2/005 | Level(Name=L02, Elevation=29400) |  | 2400
Duct Reheat | L02-IPA-GW9-S014-07 | Bedroom - Single | 4976271 | 19 | S&E | AHU/GN/SF/B2/005 | Level(Name=L02, Elevation=29400) |  | 2700
N/A | L02-IPA-GW9-S044-17 | Ensuite | 4976272 | 5.8457 | D | AHU/GN/SF/B2/005 | Level(Name=L02, Elevation=29400) |  | 2400
N/A | L02-IPA-GW9-S044-05 | Ensuite | 4976273 | 5.3575 | D | AHU/GN/SF/B2/005 | Level(Name=L02, Elevation=29400) |  | 2400
N/A | L02-IPA-GW9-S044-11 | Ensuite | 4976274 |  | D | AHU/GN/SF/B2/005 | Level(Name=L02, Elevation=29400) |  | 2400
N/A | L02-IPA-GW9-S044-13 | Ensuite | 4976275 |  | D | AHU/GN/SF/B2/005 | Level(Name=L02, Elevation=29400) |  | 2400
N/A | L02-IPA-GW9-S044-10 | Ensuite | 4976276 |  | D | AHU/GN/SF/B2/005 | Level(Name=L02, Elevation=29400) |  | 2400
N/A | L02-IPA-GW9-S044-12 | Ensuite | 4976277 |  | D | AHU/GN/SF/B2/005 | Level(Name=L02, Elevation=29400) |  | 2400
N/A | L02-IPA-GW9-S044-04 | Ensuite | 4976278 | 5.357 | D | AHU/GN/SF/B2/005 | Level(Name=L02, Elevation=29400) |  | 2400
Duct Reheat | L02-IPA-GW9-S014-04 | Bedroom - Single | 4976279 | 19.0008 | S&E | AHU/GN/SF/B2/005 | Level(Name=L02, Elevation=29400) |  | 2700
N/A | L02-IPA-GW9-S044-02 | Ensuite | 4976280 | 5.3575 | D | AHU/GN/SF/B2/005 | Level(Name=L02, Elevation=29400) |  | 2400
Duct Reheat | L02-IPA-GW9-S014-03 | Bedroom - Single | 4976281 | 19.0008 | S&E | AHU/GN/SF/B2/005 | Level(Name=L02, Elevation=29400) |  | 2700
N/A | L02-IPA-GW9-S044-03 | Ensuite | 4976282 | 5.357 | D | AHU/GN/SF/B2/005 | Level(Name=L02, Elevation=29400) |  | 2400
Duct Reheat | L02-IPA-GW9-S014-02 | Bedroom - Single | 4976283 | 19.0008 | S&E | AHU/GN/SF/B2/005 | Level(Name=L02, Elevation=29400) |  | 2700
N/A | L02-IPA-GW9-S044-01 | Ensuite | 4976284 |  | D | AHU/GN/SF/B2/005 | Level(Name=L02, Elevation=29400) |  | 2400
Duct Reheat | L02-IPA-GW9-S014-21 | Bedroom - Single | 4976285 |  | S&E | AHU/GN/SF/B2/005 | Level(Name=L02, Elevation=29400) |  | 2700
N/A | L02-IPA-GW9-S044-21 | Ensuite | 4976286 |  | D | AHU/GN/SF/B2/005 | Level(Name=L02, Elevation=29400) |  | 2400
Duct Reheat | L02-IPA-GW9-S014-01 | Bedroom - Single | 4976287 |  | S&E | AHU/GN/SF/B2/005 | Level(Name=L02, Elevation=29400) |  | 2700
N/A | L02-IPA-GW9-S112-01 | WC - Assisted with Baby Change | 4976288 | 5.4315 | D | AHU/GN/SF/B2/005 | Level(Name=L02, Elevation=29400) |  | 2400
N/A | L02-IPA-GW9-S044-19 | Ensuite | 4976289 | 5.357 | D | AHU/GN/SF/B2/005 | Level(Name=L02, Elevation=29400) |  | 2400
N/A | L02-IPA-GW9-S044-20 | Ensuite | 4976290 | 5.357 | D | AHU/GN/SF/B2/005 | Level(Name=L02, Elevation=29400) |  | 2400
Duct Reheat | L02-IPA-GW9-S014-20 | Bedroom - Single | 4976291 | 18.8461 | S&E | AHU/GN/SF/B2/005 | Level(Name=L02, Elevation=29400) |  | 2700
Duct Reheat | L02-IPA-GW9-S014-19 | Bedroom - Single | 4976292 | 19 | S&E | AHU/GN/SF/B2/005 | Level(Name=L02, Elevation=29400) |  | 2700
N/A | L02-IPA-GW9-S044-06 | Ensuite | 4976293 |  | D | AHU/GN/SF/B2/005 | Level(Name=L02, Elevation=29400) |  | 2400
Duct Reheat | L02-IPA-GW9-S014-09 | Bedroom - Single | 4976294 |  | S&E | AHU/GN/SF/B2/005 | Level(Name=L02, Elevation=29400) |  | 2700
N/A | L02-IPA-GW9-S042-01 | Ensuite - Assisted | 4976295 |  | D | AHU/GN/SF/B2/005 | Level(Name=L02, Elevation=29400) |  | 2400
Duct Reheat | L02-IPA-GW9-S014-15 | Bedroom - Single | 4976296 | 19 | S&E | AHU/GN/SF/B2/005 | Level(Name=L02, Elevation=29400) |  | 2700
N/A | L02-IPA-GW9-S044-16 | Ensuite | 4976297 | 5.357 | D | AHU/GN/SF/B2/005 | Level(Name=L02, Elevation=29400) |  | 2400
N/A | L02-IPA-GW9-S044-15 | Ensuite | 4976298 | 5.357 | D | AHU/GN/SF/B2/005 | Level(Name=L02, Elevation=29400) |  | 2400
Duct Reheat | L02-IPA-GW9-S014-16 | Bedroom - Single | 4976299 | 19 | S&E | AHU/GN/SF/B2/005 | Level(Name=L02, Elevation=29400) |  | 2700
Duct Reheat | L02-DCU-DMS-S085-22 | Single Bays | 4976300 | 14.0972 | S&E | AHU/GN/SF/B2/011 | Level(Name=L02, Elevation=29400) |  | 2700
Duct Reheat | L02-DCU-DMS-S085-31 | Single Bays | 4976301 | 14.1032 | S&E | AHU/GN/SF/B2/011 | Level(Name=L02, Elevation=29400) |  | 2700
Duct Reheat | L02-DCU-DMS-S085-30 | Single Bays | 4976302 | 14.1061 | S&E | AHU/GN/SF/B2/011 | Level(Name=L02, Elevation=29400) |  | 2700
Duct Reheat | L02-DCU-DMS-S085-29 | Single Bays | 4976303 | 14.109 | S&E | AHU/GN/SF/B2/011 | Level(Name=L02, Elevation=29400) |  | 2700
Duct Reheat | L02-DCU-DMS-S085-14 | Single Bays | 4976304 |  | S&E | AHU/GN/SF/B2/005 | Level(Name=L02, Elevation=29400) |  | 2700
Duct Reheat | L02-DCU-DMS-S083-19 | Recliner Bays | 4976305 | 11.7887 | S&E | AHU/GN/SF/B2/008 | Level(Name=L02, Elevation=29400) |  | 2700
Duct Reheat | L02-DCU-DMS-S083-18 | Recliner Bays | 4976306 | 11.7887 | S&E | AHU/GN/SF/B2/008 | Level(Name=L02, Elevation=29400) |  | 2700
Duct Reheat | L02-DCU-DMS-S083-17 | Recliner Bays | 4976307 | 11.7887 | S&E | AHU/GN/SF/B2/008 | Level(Name=L02, Elevation=29400) |  | 2700
Duct Reheat | L02-DCU-DMS-S083-16 | Recliner Bays | 4976308 | 11.7887 | S&E | AHU/GN/SF/B2/008 | Level(Name=L02, Elevation=29400) |  | 2700
Duct Reheat | L02-DCU-DMS-S083-15 | Recliner Bays | 4976309 | 11.7887 | S&E | AHU/GN/SF/B2/008 | Level(Name=L02, Elevation=29400) |  | 2700
Duct Reheat | L02-DCU-DMS-S083-14 | Recliner Bays | 4976310 | 11.7887 | S&E | AHU/GN/SF/B2/008 | Level(Name=L02, Elevation=29400) |  | 2700
Duct Reheat | L02-DCU-DMS-S085-03 | Single Bays | 4976311 |  | S&E | AHU/GN/SF/B2/005 | Level(Name=L02, Elevation=29400) |  | 2700
Duct Reheat | L02-DCU-DMS-S085-05 | Single Bays | 4976312 |  | S&E | AHU/GN/SF/B2/005 | Level(Name=L02, Elevation=29400) |  | 2700
Duct Reheat | L02-DCU-DMS-S085-07 | Single Bays | 4976313 |  | S&E | AHU/GN/SF/B2/005 | Level(Name=L02, Elevation=29400) |  | 2700
Duct Reheat | L02-DCU-DMS-S085-09 | Single Bays | 4976314 |  | S&E | AHU/GN/SF/B2/005 | Level(Name=L02, Elevation=29400) |  | 2700
N/A | L02-IPA-GW9-S139-01 | Store | 4976315 |  | E | AHU/GN/SF/B2/006 | Level(Name=L02, Elevation=29400) |  | 2400
Duct Reheat | L02-DCU-DMS-S083-20 | Recliner Bays | 4976316 | 12.7684 | S&E | AHU/GN/SF/B2/008 | Level(Name=L02, Elevation=29400) |  | 2700
Duct Reheat | L02-REE-PPR-L018-03 | Clinical Trials Bays/rooms | 4976317 |  | S&E | AHU/GN/SF/B2/008 | Level(Name=L02, Elevation=29400) |  | 2700
Duct Reheat | L02-REE-PPR-L018-02 | Clinical Trials Bays/rooms | 4976318 |  | S&E | AHU/GN/SF/B2/008 | Level(Name=L02, Elevation=29400) |  | 2700
FCU | L02-REE-PPR-S063-02 | Meeting Room | 4976319 |  | FCU | AHU/GN/SF/B2/008 | Level(Name=L02, Elevation=29400) |  | 2900
FCU | L02-REE-PPR-U1126-01 | Hotdesk 15P | 4976320 |  | FCU | AHU/GN/SF/B2/008 | Level(Name=L02, Elevation=29400) |  | 2900
N/A | L02-IPA-GW9-S036-01 | Dirty Utility | 4976336 |  | D | AHU/GN/SF/B2/005 | Level(Name=L02, Elevation=29400) |  | 2700
N/A | L02-IPA-GW9-S044-23 | Ensuite | 4976339 |  | D | AHU/IS/SF/B2/001 | Level(Name=L02, Elevation=29400) |  | 2400
N/A | L02-IPA-GW9-S044-14 | Ensuite | 4976340 |  | D | AHU/IS/SF/B2/001 | Level(Name=L02, Elevation=29400) |  | 2400
FCU | L02-IPA-GW9-S067-01 | Pantry | 4976341 |  | FCU | AHU/GN/SF/B2/005 | Level(Name=L02, Elevation=29400) |  | 2700
Radiant Panel | L02-IPA-GW9-S010-01 | Bay - Resuscitation | 4976342 |  | background S&E | AHU/GN/SF/B2/005 | Level(Name=L02, Elevation=29400) |  | 3200 + 2700
Duct Reheat | L02-IPA-GW9-S023-02 | Clean Utility | 4976343 |  | S&E | AHU/GN/SF/B2/005 | Level(Name=L02, Elevation=29400) |  | 2700
Duct Reheat | L02-IPA-GW9-S001-02 | Airlock | 4976344 |  | S | AHU/IS/SF/B2/001 | Level(Name=L02, Elevation=29400) |  | 2400
N/A | L02-IPA-GW9-S013-01 | Bedroom - Single - Isolation | 4976345 |  | N/A | AHU/IS/SF/B2/001 | Level(Name=L02, Elevation=29400) |  | 2700
N/A | L02-REE-PPR-L044-01 | Isolation Room | 4976346 |  | N/A | AHU/IS/SF/B2/006 | Level(Name=L02, Elevation=29400) |  | 2700
N/A | L02-REE-PPR-L044-02 | Isolation Room | 4976347 |  | N/A | AHU/IS/SF/B2/006 | Level(Name=L02, Elevation=29400) |  | 2700
FCU | L02-REE-PPR-S090-01 | Nurse/ Staff Base | 4976348 |  | FCU | AHU/GN/SF/B2/008 | Level(Name=L02, Elevation=29400) |  | 2700
N/A | L02-DCU-DMS-S111-01 | WC - Assisted | 4976349 | 5.0123 | D | AHU/GN/SF/B2/008 | Level(Name=L02, Elevation=29400) |  | 2400
N/A | L02-DCU-DMS-S036-03 | Dirty Utility | 4976353 | 10.1789 | D | AHU/GN/SF/B2/008 | Level(Name=L02, Elevation=29400) |  | 2700
N/A | L02-DCU-DMS-S114-02 | WC - Staff | 4976354 | 3.9555 | D | AHU/GN/SF/B2/008 | Level(Name=L02, Elevation=29400) |  | 2400
N/A | L02-DCU-DMS-S113-08 | WC - Public | 4976355 | 4.023 | D | AHU/GN/SF/B2/008 | Level(Name=L02, Elevation=29400) |  | 2400
Radiant Panel | L02-CIR-CIR-C001-04 | Corridor | 4976356 | 8.4609 | background S&E | AHU/GN/SF/B2/005 | Level(Name=L02, Elevation=29400) |  | 2700
Radiant Panel | L02-CIR-CIR-C001-02 | Corridor | 4976357 | 6.8417 | background S&E | AHU/GN/SF/B2/011 | Level(Name=L02, Elevation=29400) |  | 2700
N/A | L02-IPA-GW9-S044-22 | Ensuite | 4976361 | 5.4315 | D | AHU/GN/SF/B2/005 | Level(Name=L02, Elevation=29400) |  | 2400
Duct Reheat | L02-IPA-GW9-S014-17 | Bedroom - Single | 4976362 | 18.7941 | S&E | AHU/GN/SF/B2/005 | Level(Name=L02, Elevation=29400) |  | 2700
Duct Reheat | L02-IPA-GW9-S014-22 | Bedroom - Single | 4976363 | 19.6496 | S&E | AHU/GN/SF/B2/005 | Level(Name=L02, Elevation=29400) |  | 2700
Duct Reheat | L02-IPA-GW9-S014-06 | Bedroom - Single | 4976364 | 19.4369 | S&E | AHU/GN/SF/B2/005 | Level(Name=L02, Elevation=29400) |  | 2700
Duct Reheat | L02-IPA-GW9-S014-05 | Bedroom - Single | 4976365 | 19.6479 | S&E | AHU/GN/SF/B2/005 | Level(Name=L02, Elevation=29400) |  | 2700
Duct Reheat | L02-IPA-GW9-S001-01 | Airlock | 4976370 |  | S | AHU/IS/SF/B2/001 | Level(Name=L02, Elevation=29400) |  | 2400
N/A | L02-IPA-GW9-S113-01 | WC - Public | 4976373 |  | D | AHU/GN/SF/B2/005 | Level(Name=L02, Elevation=29400) |  | 2400
Radiant Panel | L02-IPA-GW9-S152-04 | Wash Hand Basins | 4976374 |  | background S&E | AHU/GN/SF/B2/005 | Level(Name=L02, Elevation=29400) |  | 3200 + 2700
FCU | L02-IPA-GW9-L002-01 | Admin Wkst - 2P + IP Wkst - 1P | 4976375 |  | FCU | AHU/GN/SF/B2/005 | Level(Name=L02, Elevation=29400) |  | 2700
Duct Reheat | L02-IPA-GW9-S072-01 | Pharmacy Prep Room | 4976376 |  | S&E | AHU/GN/SF/B2/005 | Level(Name=L02, Elevation=29400) |  | 2700
N/A | L02-IPA-GW9-S007-01 | Bay - Hoist | 4976377 | 6.1625 | E | AHU/GN/SF/B2/005 | Level(Name=L02, Elevation=29400) |  | 2700
| L02-IPA-GW9-S056-02 | Bay - Linen (one per Cluster) | 4976378 |  | E | AHU/GN/SF/B2/005 | Level(Name=L02, Elevation=29400) |  | 2400
Radiant Panel | L02-IPA-GW9-S099-01 | Store - Equipment | 4976379 |  | E | AHU/GN/SF/B2/005 | Level(Name=L02, Elevation=29400) |  | 2700
Duct Reheat | L02-THE-DOT-L004-04 | Assessment /Changing Cubicle | 4976380 |  | S&E | AHU/GN/SF/B2/006 | Level(Name=L02, Elevation=29400) |  | 2700
Duct Reheat | L02-DCU-DMS-S083-13 | Recliner Bays | 4976381 | 11.7887 | S&E | AHU/GN/SF/B2/008 | Level(Name=L02, Elevation=29400) |  | 2700
Duct Reheat | L02-REE-PPR-L018-04 | Clinical Trials Bays/rooms | 4976382 | 13.16 | S&E | AHU/GN/SF/B2/008 | Level(Name=L02, Elevation=29400) |  | 2700
| L02-THE-DOT-S091-03 | Staff Base - sub | 4976383 |  | background S&E | AHU/GN/SF/B2/006 | Level(Name=L02, Elevation=29400) |  | 2700
Duct Reheat | L02-DCU-DMS-S085-27 | Single Bays | 4976384 |  | S&E | AHU/GN/SF/B2/011 | Level(Name=L02, Elevation=29400) |  | 2700
N/A | L02-DCU-DMS-S113-06 | WC - Public | 4976385 |  | D | AHU/GN/SF/B2/011 | Level(Name=L02, Elevation=29400) |  | 2400
N/A | L02-DCU-DMS-S113-07 | WC - Public | 4976386 |  | D | AHU/GN/SF/B2/011 | Level(Name=L02, Elevation=29400) |  | 2400
N/A | L02-DCU-DMS-S036-01 | Dirty Utility | 4976387 |  | D | AHU/GN/SF/B2/011 | Level(Name=L02, Elevation=29400) |  | 2700
N/A | L02-DCU-DMS-S043-06 | Ensuite - Isolation | 4976388 |  | D | AHU/IS/SF/B2/003 | Level(Name=L02, Elevation=29400) |  | 2400
Duct Reheat | L02-DCU-DMS-S085-16 | Single Bays | 4976389 |  | S&E | AHU/GN/SF/B2/005 | Level(Name=L02, Elevation=29400) |  | 2700
Radiant Panel | L02-IPA-GW9-S139-02 | Store | 4976390 |  | E | AHU/GN/SF/B2/005 | Level(Name=L02, Elevation=29400) |  | 2400
Duct Reheat | L02-IPA-GW9-S014-18 | Bedroom - Single | 4976391 |  | S&E | AHU/GN/SF/B2/005 | Level(Name=L02, Elevation=29400) |  | 2700
N/A | L02-DCU-DMS-S043-01 | Ensuite - Isolation | 4976392 |  | D | AHU/IS/SF/B2/003 | Level(Name=L02, Elevation=29400) |  | 2400
Duct Reheat | L02-DCU-DMS-S085-12 | Single Bays | 4976393 |  | S&E | AHU/GN/SF/B2/005 | Level(Name=L02, Elevation=29400) |  | 2700
Duct Reheat | L02-DCU-DMS-S001-01 | Airlock | 4976394 |  | S | AHU/IS/SF/B2/003 | Level(Name=L02, Elevation=29400) |  | 2400
N/A | L02-DCU-DMS-S043-02 | Ensuite - Isolation | 4976395 |  | D | AHU/IS/SF/B2/004 | Level(Name=L02, Elevation=29400) |  | 2400
N/A | L02-DCU-DMS-S043-03 | Ensuite - Isolation | 4976396 | 5.4542 | D | AHU/IS/SF/B2/010 | Level(Name=L02, Elevation=29400) |  | 2400
Duct Reheat | L02-DCU-DMS-S001-03 | Airlock | 4976397 | 6.0928 | S | AHU/IS/SF/B2/010 | Level(Name=L02, Elevation=29400) |  | 2400
N/A | L02-DCU-DMS-S089-03 | Single Rooms (Isolation) | 4976398 | 17.1622 | N/A | AHU/IS/SF/B2/010 | Level(Name=L02, Elevation=29400) |  | 2700
N/A | L02-DCU-DMS-S043-05 | Ensuite - Isolation | 4976399 | 5.4917 | D | AHU/IS/SF/B2/010 | Level(Name=L02, Elevation=29400) |  | 2400
Duct Reheat | L02-DCU-DMS-S001-05 | Airlock | 4976400 | 6.3813 | S | AHU/IS/SF/B2/010 | Level(Name=L02, Elevation=29400) |  | 2400
N/A | L02-DCU-DMS-S089-05 | Single Rooms (Isolation) | 4976401 | 16.7802 | N/A | AHU/IS/SF/B2/010 | Level(Name=L02, Elevation=29400) |  | 2700
N/A | L02-DCU-DMS-S043-04 | Ensuite - Isolation | 4976402 |  | D | AHU/GN/SF/B2/011 | Level(Name=L02, Elevation=29400) |  | 2400
Duct Reheat | L02-REE-PPR-L018-01 | Clinical Trials Bays/rooms | 4976403 |  | S&E | AHU/GN/SF/B2/008 | Level(Name=L02, Elevation=29400) |  | 2700
Duct Reheat | L02-DCU-DMS-S001-06 | Airlock | 4976404 |  | S | AHU/IS/SF/B2/003 | Level(Name=L02, Elevation=29400) |  | 2400
Duct Reheat | L02-DCU-DMS-S083-07 | Recliner Bays | 4976405 | 14.3262 | S&E | AHU/GN/SF/B2/008 | Level(Name=L02, Elevation=29400) |  | 2700
Duct Reheat | L02-DCU-DMS-S083-08 | Recliner Bays | 4976406 | 15.6636 | S&E | AHU/GN/SF/B2/008 | Level(Name=L02, Elevation=29400) |  | 2700
Duct Reheat | L02-DCU-DMS-S001-02 | Airlock | 4976407 |  | S | AHU/IS/SF/B2/004 | Level(Name=L02, Elevation=29400) |  | 2400
N/A | L02-DCU-DMS-S043-07 | Ensuite - Isolation | 4976408 |  | D | AHU/GN/SF/B2/011 | Level(Name=L02, Elevation=29400) |  | 2400
N/A | L02-IPA-GW9-S036-02 | Dirty Utility | 4976409 |  | D | AHU/GN/SF/B2/005 | Level(Name=L02, Elevation=29400) |  | 2700
FCU | L02-IPA-GW9-S053-01 | Interview Room | 4976411 |  | S&E | AHU/GN/SF/B2/005 | Level(Name=L02, Elevation=29400) |  | 2700
FCU | L02-IPA-GW9-S063-01 | Meeting room | 4976412 |  | FCU | AHU/GN/SF/B2/005 | Level(Name=L02, Elevation=29400) |  | 2700
FCU | L02-DCU-DMS-S092-02 | Staff Base | 4976455 |  | FCU | AHU/GN/SF/B2/011 | Level(Name=L02, Elevation=29400) |  | 3200 + 2700
N/A | L02-DCU-DMS-S010-01 | Bay - Resus Trolley | 4976456 |  | E | AHU/GN/SF/B2/011 | Level(Name=L02, Elevation=29400) |  | 3200 + 2700
N/A | L02-DCU-DMS-S010-03 | Bay - Resus Trolley | 4976457 | 0.876 | E | AHU/GN/SF/B2/008 | Level(Name=L02, Elevation=29400) |  | 3200 + 2700
FCU | L02-DCU-FCT-S067-01 | Pantry | 4976458 | 6.1749 | FCU | AHU/GN/SF/B2/011 | Level(Name=L02, Elevation=29400) |  | 2900
Duct Reheat | L02-DCU-DMS-S145-01 | Shared Clean Utility | 4976459 | 19.1517 | S&E | AHU/GN/SF/B2/011 | Level(Name=L02, Elevation=29400) |  | 2900
| L02-DCU-DMS-S056-03 | Bay - Linen | 4976460 | 2.2416 | E | AHU/GN/SF/B2/011 | Level(Name=L02, Elevation=29400) |  | 2400
Duct Reheat | L02-DCU-DMS-S085-21 | Single Bays | 4976461 | 14.1126 | S&E | AHU/GN/SF/B2/011 | Level(Name=L02, Elevation=29400) |  | 2700
FCU | L02-DCU-DMS-S132-01 | Reporting Room | 4976462 | 9.4907 | FCU | AHU/GN/SF/B2/011 | Level(Name=L02, Elevation=29400) |  | 2700
N/A | L02-DCU-DMS-S113-03 | WC - Public | 4976463 |  | D | AHU/GN/SF/B2/006 | Level(Name=L02, Elevation=29400) |  | 2400
Duct Reheat | L02-DCU-DMS-S083-01 | Recliner Bays | 4976466 | 12.4076 | S&E | AHU/GN/SF/B2/008 | Level(Name=L02, Elevation=29400) |  | 2700
Duct Reheat | L02-DCU-DMS-S083-04 | Recliner Bays | 4976467 | 12.1105 | S&E | AHU/GN/SF/B2/008 | Level(Name=L02, Elevation=29400) |  | 2700
Duct Reheat | L02-DCU-DMS-S083-03 | Recliner Bays | 4976468 | 12.1105 | S&E | AHU/GN/SF/B2/008 | Level(Name=L02, Elevation=29400) |  | 2700
Duct Reheat | L02-DCU-DMS-S083-06 | Recliner Bays | 4976469 | 12.1105 | S&E | AHU/GN/SF/B2/008 | Level(Name=L02, Elevation=29400) |  | 2700
Duct Reheat | L02-DCU-DMS-S083-05 | Recliner Bays | 4976470 | 12.3905 | S&E | AHU/GN/SF/B2/008 | Level(Name=L02, Elevation=29400) |  | 2700
Duct Reheat | L02-THE-DOT-S053-04 | Interview / Pre op Review | 4976481 |  | S&E | AHU/GN/SF/B2/006 | Level(Name=L02, Elevation=29400) |  | 2700
Duct Reheat | L02-THE-DOT-L004-02 | Assessment /Changing Cubicle | 4976482 |  | S&E | AHU/GN/SF/B2/006 | Level(Name=L02, Elevation=29400) |  | 2700
Duct Reheat | L02-DCU-DMS-S107-02 | Treatment / Minor Procedure Room | 4976483 |  | S&E | AHU/GN/SF/B2/008 | Level(Name=L02, Elevation=29400) |  | 2700
FCU | L02-DCU-DMS-S143-01 | Reception | 4976484 |  | FCU | AHU/GN/SF/B2/006 | Level(Name=L02, Elevation=29400) |  | 3200 + 2700
Duct Reheat | L02-DCU-DMS-S051-01 | Infant Feeding Room | 4976485 |  | S&E | AHU/GN/SF/B2/006 | Level(Name=L02, Elevation=29400) |  | 2400
N/A | L02-DCU-DMS-S113-02 | WC - Public | 4976486 |  | D | AHU/GN/SF/B2/006 | Level(Name=L02, Elevation=29400) |  | 2400
Duct Reheat | L02-THE-DOT-L004-01 | Assessment /Changing Cubicle | 4976487 |  | S&E | AHU/GN/SF/B2/006 | Level(Name=L02, Elevation=29400) |  | 2700
N/A | L02-THE-DOT-S036-01 | Dirty Utility | 4976488 |  | D | AHU/GN/SF/B2/006 | Level(Name=L02, Elevation=29400) |  | 2700
Duct Reheat | L02-REE-PPR-S028-01 | C/E / Interview Room | 4976489 |  | S&E | AHU/GN/SF/B2/006 | Level(Name=L02, Elevation=29400) |  | 2700
N/A | L02-REE-PPR-S139-01 | Storage Sample Prep (Fridge and Freezer) | 4976490 |  | E | AHU/GN/SF/B2/008 | Level(Name=L02, Elevation=29400) |  | 2700
Duct Reheat | L02-REE-PPR-U1053-01 | Sample Preps Room | 4976491 |  | S&E | AHU/GN/SF/B2/008 | Level(Name=L02, Elevation=29400) |  | 2700
Duct Reheat | L02-REE-PPR-S071-01 | Drug Prep Room | 4976492 |  | S&E | AHU/GN/SF/B2/008 | Level(Name=L02, Elevation=29400) |  | 2700
N/A | L02-DCU-DMS-S113-01 | WC - Public | 4976493 |  | D | AHU/GN/SF/B2/008 | Level(Name=L02, Elevation=29400) |  | 2400
Radiant Panel | L02-DCU-DMS-S139-03 | Store | 4976494 |  | E | AHU/GN/SF/B2/011 | Level(Name=L02, Elevation=29400) |  | 2400
N/A | L02-DCU-DMS-S109-01 | WC - Accessible | 4976495 |  | D | AHU/GN/SF/B2/011 | Level(Name=L02, Elevation=29400) |  | 2400
Duct Reheat | L02-DCU-DMS-S053-01 | Interview Room - Admissions | 4976496 |  | S&E | AHU/GN/SF/B2/006 | Level(Name=L02, Elevation=29400) |  | 2700
N/A | L02-DCU-DMS-S110-01 | WC - Accessible with Baby Change | 4976497 |  | D | AHU/GN/SF/B2/006 | Level(Name=L02, Elevation=29400) |  | 2400
| L02-IPA-GW9-S056-03 | Bay - Linen (one per Cluster) | 4976498 | 5.0265 | E | AHU/GN/SF/B2/005 | Level(Name=L02, Elevation=29400) |  | 2400
N/A | L02-IPA-GW9-S113-02 | WC - Public | 4976499 |  | D | AHU/GN/SF/B2/005 | Level(Name=L02, Elevation=29400) |  | 2400
N/A | L02-IPA-GW9-S114-01 | WC - Staff | 4976500 |  | D | AHU/GN/SF/B2/005 | Level(Name=L02, Elevation=29400) |  | 2400
N/A | L02-IPA-GW9-S114-02 | WC - Staff | 4976501 |  | D | AHU/GN/SF/B2/005 | Level(Name=L02, Elevation=29400) |  | 2400
N/A | L02-IPA-GW9-S139-03 | Store | 4976502 |  | E | AHU/GN/SF/B2/005 | Level(Name=L02, Elevation=29400) |  | 2400
N/A | L02-DCU-DMS-S036-02 | Dirty Utility | 4976503 |  | D | AHU/GN/SF/B2/005 | Level(Name=L02, Elevation=29400) |  | 2700
N/A | L02-DCU-DMS-S113-05 | WC - Public | 4976504 |  | D | AHU/GN/SF/B2/005 | Level(Name=L02, Elevation=29400) |  | 2400
Duct Reheat | L02-DCU-DMS-S085-34 | Single Bays | 4976505 |  | S&E | AHU/GN/SF/B2/005 | Level(Name=L02, Elevation=29400) |  | 2700
Duct Reheat | L02-DCU-DMS-S071-01 | Pharmacy Prep Room | 4976506 |  | S&E | AHU/GN/SF/B2/005 | Level(Name=L02, Elevation=29400) |  | 2700
N/A | L02-DCU-DMS-S139-02 | Store | 4976507 |  | E | AHU/GN/SF/B2/005 | Level(Name=L02, Elevation=29400) |  | 2400
N/A | L02-DCU-DMS-S010-02 | Bay - Resus Trolley | 4976508 |  | E | AHU/GN/SF/B2/005 | Level(Name=L02, Elevation=29400) |  | 3200 + 2700
FCU | L02-DCU-DMS-S092-01 | Staff Base | 4976509 |  | FCU | AHU/GN/SF/B2/005 | Level(Name=L02, Elevation=29400) |  | 3200 + 2700
Duct Reheat | L02-DCU-DMS-S021-02 | Changing Cubicle | 4976510 |  | S&E | AHU/GN/SF/B2/006 | Level(Name=L02, Elevation=29400) |  | 2400
Duct Reheat | L02-DCU-DMS-S142-01 | Changing Cubicle - Assisted | 4976511 |  | S&E | AHU/GN/SF/B2/006 | Level(Name=L02, Elevation=29400) |  | 2400
Duct Reheat | L02-DCU-DMS-S053-02 | Interview Room - Admissions | 4976512 |  | S&E | AHU/GN/SF/B2/006 | Level(Name=L02, Elevation=29400) |  | 2700
Duct Reheat | L02-DCU-DMS-S116-01 | Changing Cubicle - Accessible | 4976513 |  | S&E | AHU/GN/SF/B2/006 | Level(Name=L02, Elevation=29400) |  | 2400
Duct Reheat | L02-DCU-DMS-S021-01 | Changing Cubicle | 4976514 |  | S&E | AHU/GN/SF/B2/006 | Level(Name=L02, Elevation=29400) |  | 2400
| L02-DCU-DMS-S056-05 | Linen | 4976515 |  | E | AHU/GN/SF/B2/011 | Level(Name=L02, Elevation=29400) |  | 2400
Radiant Panel | L02-CIR-CIR-C001-05 | Corridor | 4976516 | 2.4285 | background S&E | AHU/GN/SF/B2/011 | Level(Name=L02, Elevation=29400) |  | Above 3200
Radiant Panel | L02-DCU-CIR-C001-06 | Corridor | 4976518 | 0.049699 | background S&E | AHU/GN/SF/B2/006 | Level(Name=L02, Elevation=29400) |  | 2700
Radiant Panel | L02-DCU-CIR-C001-08 | Corridor | 4976519 |  | background S&E |  | Level(Name=L02, Elevation=29400) |  | 2700
Radiant Panel | L02-DCU-CIR-C001-10 | Corridor | 4976524 | 29.9566 | background S&E | AHU/GN/SF/B2/005 | Level(Name=L02, Elevation=29400) |  | Above 3200
Radiant Panel | L02-DCU-CIR-C001-01 | Corridor | 4976525 | 279.6248 | background S&E | AHU/GN/SF/B2/005 | Level(Name=L02, Elevation=29400) |  | 2700
Radiant Panel | L02-CIR-CIR-C001-05 | Corridor | 4976526 | 27.417 | background S&E | AHU/GN/SF/B2/006 | Level(Name=L02, Elevation=29400) |  | Above 3200
Radiant Panel | L02-CIR-CIR-C001-05 | Corridor | 4976527 | 1.9197 | background S&E | AHU/GN/SF/B2/005 | Level(Name=L02, Elevation=29400) |  | Above 3200
Radiant Panel | L02-DCU-CIR-C001-05 | Corridor | 4976530 |  | background S&E | AHU/GN/SF/B2/005 | Level(Name=L02, Elevation=29400) |  | 2700
Radiant Panel | L02-DCU-CIR-C001-05 | Corridor | 4976531 |  | background S&E | AHU/GN/SF/B2/005 | Level(Name=L02, Elevation=29400) |  | 2700
Duct Reheat | L02-DCU-DMS-S072-01 | Shared Pharmacy Prep | 4976532 | 19.5377 | S&E | AHU/GN/SF/B2/011 | Level(Name=L02, Elevation=29400) |  | 2900
Radiant Panel | L02-DCU-CIR-C001-07 | Corridor | 4976533 | 30.5285 | background S&E | AHU/GN/SF/B2/011 | Level(Name=L02, Elevation=29400) |  | Above 3200
FCU | L02-DCU-DMS-S032-01 | Cooking Pantry | 4976534 |  | FCU | AHU/GN/SF/B2/006 | Level(Name=L02, Elevation=29400) |  | 2700
Radiant Panel | L02-CIR-CIR-C006-03 | Lift - Stair Lobby | 4976541 |  | background S&E | AHU/GN/SF/B2/005 | Level(Name=L02, Elevation=29400) |  | 2700
Duct Reheat | L02-IPA-SHS-S022-01 | Clean Delivery Hub | 4976542 |  | S&E | AHU/GN/SF/B2/005 | Level(Name=L02, Elevation=29400) |  | 2700
Radiant Panel | L02-CIR-CIR-C001-09 | Corridor | 4976544 |  | background S&E |  | Level(Name=L02, Elevation=29400)
Duct Reheat | L02-REE-PPR-U1057-01 | Records - Local on site short term Storage - Plus Monitoring Base x 2 | 4976545 |  | S&E | AHU/GN/SF/B2/008 | Level(Name=L02, Elevation=29400) |  | 2900
Radiant Panel | L02-CIR-CIR-C001-12 | Corridor | 4976546 |  | background S&E | AHU/GN/SF/B2/008 | Level(Name=L02, Elevation=29400) |  | Above 3200
Radiant Panel | L02-CIR-CIR-C001-12 | Corridor | 4976548 |  | background S&E |  |  |  | Above 3200
Duct Reheat | L02-DCU-DMS-S085-33 | Single Bays | 4976549 |  | S&E | AHU/GN/SF/B2/005 | Level(Name=L02, Elevation=29400) |  | 2700
N/A | L02-DCU-DMS-S139-07 | Store | 4976550 |  | E | AHU/GN/SF/B2/005 | Level(Name=L02, Elevation=29400) |  | 2400
Radiant Panel | L02-DCU-CIR-C001-05 | Corridor | 4976551 |  | background S&E | AHU/GN/SF/B2/005 | Level(Name=L02, Elevation=29400) |  | 2700
Radiant Panel | L02-DCU-CIR-C001-05 | Corridor | 4976553 |  | background S&E | AHU/GN/SF/B2/005 | Level(Name=L02, Elevation=29400) |  | 2700
Radiant Panel | L02-DCU-CIR-C001-11 | Corridor | 4976554 |  | background S&E | AHU/GN/SF/B2/006 | Level(Name=L02, Elevation=29400) |  | 2700
Duct Reheat | L02-THE-DOT-L004-03 | Assessment /Changing Cubicle | 4976555 |  | S&E | AHU/GN/SF/B2/006 | Level(Name=L02, Elevation=29400) |  | 2700
Radiant Panel | L02-DCU-DMS-S139-04 | Store | 4976556 |  | E | AHU/GN/SF/B2/006 | Level(Name=L02, Elevation=29400) |  | 2400
Duct Reheat | L02-DCU-DMS-U1360-01 | Shared Waiting | 4976564 |  | S&E | AHU/GN/SF/B2/006 | Level(Name=L02, Elevation=29400) |  | Above 3200
FCU | L02-DCU-DMS-U0267-01 | Parent Sitting Room Recreation area | 4976565 |  | FCU | AHU/GN/SF/B2/006 | Level(Name=L02, Elevation=29400) |  | Above 3200
Radiant Panel | L02-DCU-CIR-C001-11 | Corridor | 4976566 |  | background S&E | AHU/GN/SF/B2/006 | Level(Name=L02, Elevation=29400) |  | 2700
Radiant Panel | L02-DCU-CIR-C001-02 | Corridor | 4976568 |  | background S&E | AHU/GN/SF/B2/005 | Level(Name=L02, Elevation=29400) |  | 2700
Radiant Panel | L02-DCU-CIR-C001-02 | Corridor | 4976592 |  | background S&E | AHU/GN/SF/B2/005 | Level(Name=L02, Elevation=29400) |  | 2700
Duct Reheat | L02-DCU-DMS-S060-01 | MDT Therapy Room | 4976603 | 23.4276 | S&E | AHU/GN/SF/B2/008 | Level(Name=L02, Elevation=29400) |  | 2700
Duct Reheat | L02-DCU-DMS-S089-04 | Single Rooms (Isolation) | 4976605 | 14.0492 | S | AHU/GN/SF/B2/011 | Level(Name=L02, Elevation=29400) |  | 2700
Duct Reheat | L02-DCU-DMS-S085-28 | Single Bays | 4976606 |  | S&E | AHU/GN/SF/B2/011 | Level(Name=L02, Elevation=29400) |  | 2700
Duct Reheat | L02-IPA-GW9-S014-08 | Bedroom - Single | 4976619 |  | S&E | AHU/GN/SF/B2/005 | Level(Name=L02, Elevation=29400) |  | 2700
Duct Reheat | L02-REE-PPR-S001-02 | Airlock | 4976623 | 6.2848 | S | AHU/IS/SF/B2/006 | Level(Name=L02, Elevation=29400) |  | 2400
N/A | L02-REE-PPR-S044-02 | Ensuite | 4976624 | 5.0108 | D | AHU/IS/SF/B2/006 | Level(Name=L02, Elevation=29400) |  | 2400
FCU | L02-IPA-GW9-S094-01 | Staff Lounge | 4976642 |  | FCU | AHU/GN/SF/B2/005 | Level(Name=L02, Elevation=29400) |  | 2700
Duct Reheat | L02-IPA-GW9-S014-10 | Bedroom - Single | 4976644 |  | S&E | AHU/GN/SF/B2/005 | Level(Name=L02, Elevation=29400) |  | 2700
FCU | L02-IPA-GW9-S019-01 | Central Workstation | 4976645 |  | FCU | AHU/GN/SF/B2/005 | Level(Name=L02, Elevation=29400) |  | 3200 + 2700
N/A | L02-IPA-GW9-S013-02 | Bedroom - Single - Isolation | 4976646 |  | N/A | AHU/IS/SF/B2/001 | Level(Name=L02, Elevation=29400) |  | 2700
FCU | L02-IPA-GW9-S057-01 | Parent Lounge | 4976648 |  | FCU | AHU/GN/SF/B2/005 | Level(Name=L02, Elevation=29400) |  | 3200 + 2700
Radiant Panel | L02-IPA-GW9-S152-01 | Wash Hand Basins | 4976650 |  | background S&E | AHU/GN/SF/B2/005 | Level(Name=L02, Elevation=29400) |  | 2700
Duct Reheat | L02-IPA-GW9-S014-11 | Bedroom - Single | 4976652 |  | S&E | AHU/GN/SF/B2/005 | Level(Name=L02, Elevation=29400) |  | 2700
N/A | L02-IPA-GW9-S110-01 | WC - Accessible with Baby Change | 4976653 |  | D | AHU/GN/SF/B2/005 | Level(Name=L02, Elevation=29400) |  | 2400
FCU | L02-IPA-SHS-S032-01 | Cooking Pantry | 4976656 |  | FCU | AHU/GN/SF/B2/005 | Level(Name=L02, Elevation=29400) |  | 2700
Duct Reheat | L02-IPA-GW9-S014-12 | Bedroom - Single | 4976657 |  | S&E | AHU/GN/SF/B2/005 | Level(Name=L02, Elevation=29400) |  | 2700
Duct Reheat | L02-IPA-GW9-S060-01 | MDT Therapy Room | 4976658 |  | S&E | AHU/GN/SF/B2/005 | Level(Name=L02, Elevation=29400) |  | 2700
Duct Reheat | L02-THE-DOT-S053-05 | Interview / Pre op Review | 4976663 |  | S&E | AHU/GN/SF/B2/006 | Level(Name=L02, Elevation=29400) |  | 2700
Duct Reheat | L02-DCU-DMS-S077-01 | Prep Room | 4976665 |  | S&E | AHU/GN/SF/B2/011 | Level(Name=L02, Elevation=29400) |  | 2700
Duct Reheat | L02-DCU-DMS-S107-01 | Treatment / Minor Procedure Room | 4976666 |  | S&E | AHU/GN/SF/B2/011 | Level(Name=L02, Elevation=29400) |  | 2700
N/A | L02-REE-PPR-S111-01 | WC - Assisted | 4976667 |  | D | AHU/GN/SF/B2/006 | Level(Name=L02, Elevation=29400) |  | 2400
Duct Reheat | L02-DCU-DMS-S053-05 | Interview Room - Admissions | 4976668 |  | S&E | AHU/GN/SF/B2/006 | Level(Name=L02, Elevation=29400) |  | 2700
Duct Reheat | L02-DCU-DMS-S053-04 | Interview Room - Admissions | 4976669 |  | S&E | AHU/GN/SF/B2/006 | Level(Name=L02, Elevation=29400) |  | 2700
Duct Reheat | L02-THE-DOT-L004-03 | Assessment /Changing Cubicle | 4976670 |  | S&E | AHU/GN/SF/B2/006 | Level(Name=L02, Elevation=29400) |  | 2700
N/A | L02-DCU-DMS-S139-04 | Store | 4976671 |  | E | AHU/GN/SF/B2/006 | Level(Name=L02, Elevation=29400) |  | 2400
Duct Reheat | L02-DCU-DMS-S077-02 | Prep Room | 4976673 |  | S&E | AHU/GN/SF/B2/008 | Level(Name=L02, Elevation=29400) |  | 2700
N/A | L02-REE-PPR-S044-01 | Ensuite | 4976674 |  | D | AHU/IS/SF/B2/006 | Level(Name=L02, Elevation=29400) |  | 2400
Duct Reheat | L02-REE-PPR-S001-01 | Airlock | 4976675 |  | S | AHU/IS/SF/B2/006 | Level(Name=L02, Elevation=29400) |  | 2400
Duct Reheat | L02-DCU-DMS-S085-08 | Single Bays | 4976677 |  | S&E | AHU/GN/SF/B2/005 | Level(Name=L02, Elevation=29400) |  | 2700
Duct Reheat | L02-DCU-DMS-S085-06 | Single Bays | 4976678 |  | S&E | AHU/GN/SF/B2/005 | Level(Name=L02, Elevation=29400) |  | 2700
Duct Reheat | L02-DCU-DMS-S085-04 | Single Bays | 4976679 |  | S&E | AHU/GN/SF/B2/005 | Level(Name=L02, Elevation=29400) |  | 2700
N/A | L02-DCU-DMS-S089-02 | Single Rooms (Isolation) | 4976681 |  | N/A | AHU/IS/SF/B2/004 | Level(Name=L02, Elevation=29400) |  | 2700
Radiant Panel | L02-DCU-DMS-S139-01 | Store | 4976685 |  | E | AHU/GN/SF/B2/005 | Level(Name=L02, Elevation=29400) |  | 2400
Duct Reheat | L02-DCU-DMS-S085-19 | Single Bays | 4976686 |  | S&E | AHU/GN/SF/B2/005 | Level(Name=L02, Elevation=29400) |  | 2700
N/A | L02-IPA-GW9-S044-18 | Ensuite | 4976687 |  | D | AHU/GN/SF/B2/005 | Level(Name=L02, Elevation=29400) |  | 2400
N/A | L02-DCU-DMS-S089-01 | Single Rooms (Isolation) | 4976688 |  | N/A | AHU/IS/SF/B2/003 | Level(Name=L02, Elevation=29400) |  | 2700
| L02-DCU-DMS-S056-01 | Bay - Linen | 4976689 |  | E | AHU/GN/SF/B2/005 | Level(Name=L02, Elevation=29400) |  | 2400
Duct Reheat | L02-DCU-DMS-S085-13 | Single Bays | 4976690 |  | S&E | AHU/GN/SF/B2/005 | Level(Name=L02, Elevation=29400) |  | 2700
Duct Reheat | L02-DCU-DMS-S085-25 | Single Bays | 4976691 |  | S&E | AHU/GN/SF/B2/005 | Level(Name=L02, Elevation=29400) |  | 2700
Duct Reheat | L02-DCU-DMS-S085-26 | Single Bays | 4976692 |  | S&E | AHU/GN/SF/B2/005 | Level(Name=L02, Elevation=29400) |  | 2700
Duct Reheat | L02-DCU-DMS-S085-15 | Single Bays | 4976693 |  | S&E | AHU/GN/SF/B2/005 | Level(Name=L02, Elevation=29400) |  | 2700
N/A | L02-DCU-DMS-S114-01 | WC - Staff | 4976696 |  | D | AHU/GN/SF/B2/011 | Level(Name=L02, Elevation=29400) |  | 2400
FCU | L02-DCU-DMS-U1108-01 | Admin Wkst - 4P | 4976723 |  | FCU | AHU/GN/SF/B2/005 | Level(Name=L02, Elevation=29400) |  | 2900
Duct Reheat | L02-IPA-GW9-S014-14 | Bedroom - Single | 4976728 |  | S&E | AHU/GN/SF/B2/005 | Level(Name=L02, Elevation=29400) |  | 2700
Duct Reheat | L02-IPA-GW9-S014-13 | Bedroom - Single | 4976729 |  | S&E | AHU/GN/SF/B2/005 | Level(Name=L02, Elevation=29400) |  | 2700
FCU | L02-DCU-DMS-S095-01 | Staff Rest Room with Beverage Bay and Lockers | 4976730 |  | FCU | AHU/GN/SF/B2/006 | Level(Name=L02, Elevation=29400) |  | 2700
N/A | L02-DCU-DMS-S085-08 | Single Bays | 4976738 |  | S&E | AHU/GN/SF/B2/005 | Level(Name=L02, Elevation=29400) |  | 2700
Duct Reheat | L02-DCU-DMS-S023-01 | Clean Utility | 4976739 |  | S&E | AHU/GN/SF/B2/005 | Level(Name=L02, Elevation=29400) |  | 2700
N/A | L02-DCU-DMS-S139-07 | Store | 4976741 |  | E |  | Level(Name=L02, Elevation=29400) |  | 2400
N/A | L02-DCU-DMS-S089-06 | Single Rooms (Isolation) | 4976742 |  | N/A | AHU/IS/SF/B2/003 | Level(Name=L02, Elevation=29400) |  | 2700
Duct Reheat | L02-DCU-DMS-S085-20 | Single Bays | 4976743 |  | S&E | AHU/GN/SF/B2/011 | Level(Name=L02, Elevation=29400) |  | 2700
FCU | L02-REE-PPR-S063-01 | Meeting Room | 4976756 |  | FCU | AHU/GN/SF/B2/008 | Level(Name=L02, Elevation=29400) |  | 2900
Radiant Panel | L02-CIR-CIR-C001-01 | Corridor | 4976771 |  | background S&E |  | Level(Name=L02, Elevation=29400) |  | Above 3200
Duct Reheat | L02-DCU-DMS-S085-32 | Single Bays | 4976782 | 14.1004 | S&E | AHU/GN/SF/B2/011 | Level(Name=L02, Elevation=29400) |  | 2700
Duct Reheat | L02-DCU-DMS-S085-23 | Single Bays | 4976783 | 14.0857 | S&E | AHU/GN/SF/B2/011 | Level(Name=L02, Elevation=29400) |  | 2700
Radiant Panel | L02-DCU-CIR-C001-01 | Corridor | 4976786 | 187.7995 | background S&E | AHU/GN/SF/B2/005 | Level(Name=L02, Elevation=29400) |  | 2700
Duct Reheat | L02-DCU-DMS-S085-18 | Single Bays | 4976793 | 14.2268 | S&E | AHU/GN/SF/B2/011 | Level(Name=L02, Elevation=29400) |  | 2700
Duct Reheat | L02-IPA-GW9-S068-01 | Patient / Family Dining | 4976795 | 23.3538 | S&E | AHU/GN/SF/B2/005 | Level(Name=L02, Elevation=29400) |  | 2700
Duct Reheat | L02-IPA-GW9-S076-01 | Play Therapy Area | 4976797 | 23.4298 | S&E | AHU/GN/SF/B2/005 | Level(Name=L02, Elevation=29400) |  | 2700
Radiant Panel | L02-CIR-CIR-C008-02 | Stairwell | 4976798 | 23.2466 | background S&E | AHU/GN/SF/B2/006 | Level(Name=L02, Elevation=29400) |  | Above 3200
Radiant Panel | L02-CIR-CIR-C001-01 | Corridor | 4976814 |  | background S&E | AHU/GN/SF/B2/005 | Level(Name=L02, Elevation=29400) |  | Above 3200
Radiant Panel | L02-CIR-CIR-C008-03 | Stairwell | 4976829 |  | NV |  | Level(Name=L02, Elevation=29400) |  | N/A
Radiant Panel | L02-IPA-SHS-S012-01 | Bed Pram Cot Storage | 4976842 |  | E | AHU/GN/SF/B2/005 | Level(Name=L02, Elevation=29400) |  | 2700
Radiant Panel | L02-CIR-CIR-C006-04 | Lift - Stair Lobby | 4976845 |  | background S&E | AHU/GN/SF/B2/005 | Level(Name=L02, Elevation=29400) |  | 2700
Radiant Panel | L02-CIR-CIR-C006-01 | Lift - Stair Lobby | 4976857 |  | background S&E | AHU/GN/SF/B2/008 | Level(Name=L02, Elevation=29400) |  | 2700
Duct Reheat | L02-REE-PPR-S023-01 | Clean Utility/ Meds | 4976858 |  | S&E | AHU/GN/SF/B2/008 | Level(Name=L02, Elevation=29400) |  | 2700
FCU | L02-THE-DOT-S115-04 | Administration Workstation | 4976862 |  | FCU | AHU/GN/SF/B2/006 | Level(Name=L02, Elevation=29400) |  | 2700
N/A | L02-REE-PPR-S113-03 | WC - Public | 4976865 |  | D | AHU/GN/SF/B2/006 | Level(Name=L02, Elevation=29400) |  | 2400
Radiant Panel | L02-CIR-CIR-C008-01 | Stairwell | 4976877 |  | NV |  | Level(Name=L02, Elevation=29400) |  | N/A
Radiant Panel | L02-CIR-CIR-C001-10 | Corridor | 4976879 |  | background S&E | AHU/GN/SF/B2/006 | Level(Name=L02, Elevation=29400) |  | 2700
Duct Reheat | L02-DCU-DMS-U1360-01 | Shared Waiting | 4976880 |  | S&E | AHU/GN/SF/B2/006 | Level(Name=L02, Elevation=29400) |  | Above 3200
Radiant Panel | L02-CIR-CIR-C001-08 | Corridor | 4976881 |  | background S&E | AHU/GN/SF/B2/005 | Level(Name=L02, Elevation=29400) |  | 2700
N/A | L02-DCU-DMS-S039-01 | Disposal Room (adjacent to AGV lifts) | 4976882 |  | D | AHU/GN/SF/B2/006 | Level(Name=L02, Elevation=29400) |  | 2700
Radiant Panel | L02-CIR-CIR-C006-02 | Lift - Stair Lobby | 4976883 |  | background S&E | AHU/GN/SF/B2/006 | Level(Name=L02, Elevation=29400) |  | 2700
Duct Reheat | L02-DCU-DMS-S022-01 | Clean Delivery Hub | 4976884 |  | S&E | AHU/GN/SF/B2/006 | Level(Name=L02, Elevation=29400) |  | 2700
N/A | L02-IPA-SHS-S038-01 | Disposal Room (adjacent to AGV lifts) Large | 4976886 |  | D | AHU/GN/SF/B2/005 | Level(Name=L02, Elevation=29400) |  | 2700
Radiant Panel | L02-DCU-CIR-C001-11 | Corridor | 4976888 |  | background S&E | AHU/GN/SF/B2/006 | Level(Name=L02, Elevation=29400) |  | 2700
N/A | L02-REE-PPR-S036-01 | Dirty Utility | 4976890 |  | D | AHU/GN/SF/B2/008 | Level(Name=L02, Elevation=29400) |  | 2700
N/A | L02-REE-PPR-S114-02 | WC - Staff | 4976891 |  | D | AHU/GN/SF/B2/008 | Level(Name=L02, Elevation=29400) |  | 2400
Duct Reheat | L02-REE-PPR-S028-02 | C/E / Interview Room | 4976892 |  | S&E | AHU/GN/SF/B2/006 | Level(Name=L02, Elevation=29400) |  | 2700
Radiant Panel | L02-REE-CIR-C001-01 | Corridor | 4976893 |  | background S&E | AHU/GN/SF/B2/008 | Level(Name=L02, Elevation=29400) |  | 2700
FCU | L02-DCU-DMS-U1207-01 | Staff Wkst - 5P | 4976894 |  | FCU | AHU/GN/SF/B2/005 | Level(Name=L02, Elevation=29400) |  | 2900
N/A | L02-THE-DOT-S050-01 | Hub (Printing and Scanning) | 4976895 |  | E | AHU/GN/SF/B2/005 | Level(Name=L02, Elevation=29400) |  | 2900
N/A | L02-IPA-SHS-S038-01 | Disposal Room (adjacent to AGV lifts) Large | 4976896 |  | D | AHU/GN/SF/B2/005 | Level(Name=L02, Elevation=29400) |  | 2700
FCU | L02-HUB-ITH-S118-10 | IT Hub | 4976899 |  | FCU | AHU/GN/SF/B2/005 | Level(Name=L02, Elevation=29400) |  | N/A
Radiant Panel | L02-CIR-CIR-C006-03 | Lift - Stair Lobby | 4976900 |  | background S&E | AHU/GN/SF/B2/005 | Level(Name=L02, Elevation=29400) |  | 2700
Radiant Panel | L02-REE-PPR-S139-03 | Store | 4976929 |  | E | AHU/GN/SF/B2/008 | Level(Name=L02, Elevation=29400) |  | 2400
Duct Reheat | L02-REE-PPR-S028-03 | C/E / Interview Room | 4976930 |  | S&E | AHU/GN/SF/B2/006 | Level(Name=L02, Elevation=29400) |  | 2700
N/A | L02-IPA-GW9-S005-01 | Assisted Bathroom | 4976933 |  | D | AHU/GN/SF/B2/005 | Level(Name=L02, Elevation=29400) |  | 2700
Radiant Panel | L02-CIR-CIR-C001-14 | Corridor | 4976935 |  | background S&E | AHU/GN/SF/B2/005 | Level(Name=L02, Elevation=29400) |  | 2700
Radiant Panel | L02-IPA-GW9-S084-01 | School Store (to be allocated from School SOA) | 4976939 |  | E | AHU/GN/SF/B2/005 | Level(Name=L02, Elevation=29400) |  | 2400
FCU | L02-HUB-ITH-S118-01 | IT Hub | 4976943 |  | FCU | AHU/GN/SF/B2/006 | Level(Name=L02, Elevation=29400) |  | N/A
N/A | L02-DCU-DMS-S025-01 | Cleaners Room | 4976944 |  | D | AHU/GN/SF/B2/006 | Level(Name=L02, Elevation=29400) |  | 2400
N/A | L02-IPA-GW9-S025-01 | Cleaners Room | 4977373 |  | D | AHU/GN/SF/B2/005 | Level(Name=L02, Elevation=29400) |  | 2400
Radiant Panel | L02-DCU-CIR-C001-11 | Corridor | 4977374 |  | background S&E | AHU/GN/SF/B2/006 | Level(Name=L02, Elevation=29400) |  | 2700
Radiant Panel | L02-DCU-CIR-C001-11 | Corridor | 4977375 |  | background S&E | AHU/GN/SF/B2/006 | Level(Name=L02, Elevation=29400) |  | 2700
Radiant Panel | L02-DCU-DMS-U0262-01 | Wheelchair Trolley Bay | 4977377 |  | E | AHU/GN/SF/B2/006 | Level(Name=L02, Elevation=29400) |  | 2700
Duct Reheat | L02-DCU-DMS-S085-24 | Single Bays | 4977384 | 15.0447 | S&E | AHU/GN/SF/B2/011 | Level(Name=L02, Elevation=29400) |  | 2700
Radiant Panel | L02-DCU-CIR-C001-05 | Corridor | 4977390 |  | background S&E | AHU/GN/SF/B2/005 | Level(Name=L02, Elevation=29400) |  | 2700
Duct Reheat | L02-DCU-DMS-S053-03 | Interview Room - Admissions | 4977391 |  | S&E | AHU/GN/SF/B2/006 | Level(Name=L02, Elevation=29400) |  | 2700
Radiant Panel | L02-DCU-CIR-C001-08 | Corridor | 4977395 |  | background S&E |  | Level(Name=L02, Elevation=29400) |  | 2700
Radiant Panel | L02-DCU-CIR-C001-06 | Corridor | 4977397 | 172.8175 | background S&E | AHU/GN/SF/B2/011 | Level(Name=L02, Elevation=29400) |  | 2700
Radiant Panel | L02-DCU-CIR-C001-06 | Corridor | 4977398 | 0.049871 | background S&E | AHU/GN/SF/B2/006 | Level(Name=L02, Elevation=29400) |  | 2700
FCU | L02-DCU-DMS-S092-03 | Staff Base | 4977400 | 12.8591 | FCU | AHU/GN/SF/B2/008 | Level(Name=L02, Elevation=29400) |  | 3200 + 2700
Radiant Panel | L02-DCU-CIR-C001-08 | Corridor | 4977402 | 136.1833 | background S&E | AHU/GN/SF/B2/008 | Level(Name=L02, Elevation=29400) |  | 2700
Duct Reheat | L02-IPA-GW9-S107-01 | Treatment / Minor Procedure Room | 4977403 |  | S&E | AHU/GN/SF/B2/005 | Level(Name=L02, Elevation=29400) |  | 2700
Duct Reheat | L02-IPA-GW9-S023-01 | Clean Utility | 4977404 |  | S&E | AHU/GN/SF/B2/005 | Level(Name=L02, Elevation=29400) |  | 2700
Duct Reheat | L02-IPA-GW9-S127-01 | Pharmacy Prep + PTS | 4977405 |  | S&E | AHU/GN/SF/B2/005 | Level(Name=L02, Elevation=29400) |  | 2700
Radiant Panel | L02-IPA-GW9-S152-02 | Wash Hand Basins | 4977407 | 0.5 | background S&E | AHU/GN/SF/B2/005 | Level(Name=L02, Elevation=29400) |  | 2700
Duct Reheat | L02-IPA-GW9-S080-02 | Prepared Feeds/ Breast Milk Store | 4977408 | 9.6523 | S&E | AHU/GN/SF/B2/005 | Level(Name=L02, Elevation=29400) |  | 2700
FCU | L02-IPA-GW9-S093-02 | Staff Base (1 per Cluster) | 4977409 | 7.963 | FCU | AHU/GN/SF/B2/005 | Level(Name=L02, Elevation=29400) |  | 2700
FCU | L02-IPA-GW9-S115-02 | IP Unit Staff Workstations | 4977410 | 6.8828 | FCU | AHU/GN/SF/B2/005 | Level(Name=L02, Elevation=29400) |  | 2700
N/A | L02-DCU-DMS-S074-01 | Phone Booth | 4977413 |  | background S&E | AHU/GN/SF/B2/005 | Level(Name=L02, Elevation=29400) |  | 2900
Radiant Panel | L02-IPA-GW9-S098-01 | Store - Consumables | 4977414 | 18.1457 | E | AHU/GN/SF/B2/005 | Level(Name=L02, Elevation=29400) |  | 2700
| L02-IPA-GW9-S056-01 | Bay - Linen (one per Cluster) | 4977415 | 2.2596 | E | AHU/GN/SF/B2/005 | Level(Name=L02, Elevation=29400) |  | 2400
FCU | L02-IPA-GW9-S115-01 | IP Unit Staff Workstations | 4977416 | 6.373 | FCU | AHU/GN/SF/B2/005 | Level(Name=L02, Elevation=29400) |  | 2700
FCU | L02-IPA-GW9-S093-01 | Staff Base (1 per Cluster) | 4977417 | 8.1954 | FCU | AHU/GN/SF/B2/005 | Level(Name=L02, Elevation=29400) |  | 2700
Radiant Panel | L02-IPA-GW9-S152-03 | Wash Hand Basins | 4977418 | 0.642 | background S&E | AHU/GN/SF/B2/005 | Level(Name=L02, Elevation=29400) |  | 2700
Duct Reheat | L02-DCU-DMS-S085-10 | Single Bays | 4977420 | 14.6848 | S&E | AHU/GN/SF/B2/011 | Level(Name=L02, Elevation=29400) |  | 2700
Duct Reheat | L02-DCU-DMS-S085-11 | Single Bays | 4977421 | 14.6944 | S&E | AHU/GN/SF/B2/011 | Level(Name=L02, Elevation=29400) |  | 2700
Duct Reheat | L02-DCU-DMS-S085-17 | Single Bays | 4977422 |  | S&E | AHU/GN/SF/B2/011 | Level(Name=L02, Elevation=29400) |  | 2700
Duct Reheat | L02-DCU-DMS-S085-02 | Single Bays | 4977424 | 13.7458 | S&E | AHU/GN/SF/B2/011 | Level(Name=L02, Elevation=29400) |  | 2700
Duct Reheat | L02-DCU-DMS-S085-01 | Single Bays | 4977425 | 13.7453 | S&E | AHU/GN/SF/B2/011 | Level(Name=L02, Elevation=29400) |  | 2700
DUB | L03-CIR-CIR-C008-09 | Stairwell | 4977543 |  | DUB |  | Level(Name=L03, Elevation=33600) |  | N/A
N/A | L03-THR-MSW-S113-01 | WC - Public (Shared with Psychology) | 4977547 |  | D | AHU/GN/SF/B2/003 | Level(Name=L03, Elevation=33600) |  | 2400
N/A | L03-THR-MSW-S113-02 | WC - Public (Shared with Psychology) | 4977548 |  | D | AHU/GN/SF/B2/003 | Level(Name=L03, Elevation=33600) |  | 2400
N/A | L03-THR-SLT-S110-01 | WC - Accessible with Baby Change (Shared with Nutrician and Dietetics) | 4977549 | 6.5318 | D | AHU/GN/SF/B2/008 | Level(Name=L03, Elevation=33600) |  | 2400
Duct Reheat | L03-THR-POT-S081-01 | Reception | 4977550 | 9.6714 | S&E | AHU/GN/SF/B2/008 | Level(Name=L03, Elevation=33600) |  | 3200 + 2700
FCU | L03-EDU-ETC-U0902-01 | Kiosk outlets (One to be located in the Education Centre) | 4977551 |  | FCU | AHU/GN/SF/B2/001 | Level(Name=L03, Elevation=33600) |  | 3200 + 2700
FCU | L03-THR-MSW-S061-01 | Case Conference / Meeting Room | 4977552 | 31.7917 | FCU | AHU/GN/SF/B2/003 | Level(Name=L03, Elevation=33600) |  | 2700
N/A | L03-THR-NAD-S074-01 | Phone Booth | 4977553 | 2.3067 | background S&E | AHU/GN/SF/B2/006 | Level(Name=L03, Elevation=33600) |  | 2400
N/A | L03-THR-SLT-S074-01 | Phone Booth | 4977554 | 2.1071 | background S&E | AHU/GN/SF/B2/006 | Level(Name=L03, Elevation=33600) |  | 2400
Radiant Panel | L03-THR-SLT-S016-01 | Breakout | 4977555 | 7.9301 | NV | AHU/GN/SF/B2/006 | Level(Name=L03, Elevation=33600) |  | 2700
N/A | L03-THR-SLT-S050-01 | Hub (Printing and Scanning) | 4977556 | 8.49 | E | AHU/GN/SF/B2/006 | Level(Name=L03, Elevation=33600) |  | 2700
N/A | L03-THR-NAD-S074-02 | Phone Booth | 4977557 | 1.7978 | background S&E | AHU/GN/SF/B2/006 | Level(Name=L03, Elevation=33600) |  | 2400
FCU | L03-THR-NAD-S016-02 | Breakout | 4977558 | 7.8915 | FCU | AHU/GN/SF/B2/006 | Level(Name=L03, Elevation=33600) |  | 2700
FCU | L03-THR-NAD-S016-01 | Breakout | 4977559 | 7.7792 | FCU | AHU/GN/SF/B2/006 | Level(Name=L03, Elevation=33600) |  | 2700
N/A | L03-THR-NAD-S113-01 | WC - Staff(Shared with SLT) | 4977560 | 1.5332 | D | AHU/GN/SF/B2/006 | Level(Name=L03, Elevation=33600) |  | 2400
N/A | L03-THR-NAD-S113-02 | WC - Staff(Shared with SLT) | 4977561 | 1.5501 | D | AHU/GN/SF/B2/006 | Level(Name=L03, Elevation=33600) |  | 2400
N/A | L03-THR-MSW-S050-01 | Hub (Printing and Scanning) | 4977562 | 7.2489 | E | AHU/GN/SF/B2/006 | Level(Name=L03, Elevation=33600) |  | 2700
MIX Radiant Panel & FCUs | L03-THR-SLT-S115-01 | Workstations Staff and Students | 4977563 | 65.117 | MIX NV & FCUs | AHU/GN/SF/B2/006 | Level(Name=L03, Elevation=33600) |  | 2900
FCU | L03-THR-MSW-S016-01 | Breakout | 4977564 | 8.2206 | FCU | AHU/GN/SF/B2/006 | Level(Name=L03, Elevation=33600) |  | 2700
N/A | L03-THR-MSW-S114-01 | WC - Staff | 4977565 | 2.4484 | D | AHU/GN/SF/B2/003 | Level(Name=L03, Elevation=33600) |  | 2400
N/A | L03-THR-MSW-S074-01 | Phone | 4977566 | 1.8619 | background S&E | AHU/GN/SF/B2/003 | Level(Name=L03, Elevation=33600) |  | 2400
N/A | L03-THR-MSW-S074-02 | Phone | 4977567 | 1.8111 | background S&E | AHU/GN/SF/B2/003 | Level(Name=L03, Elevation=33600) |  | 2400
N/A | L03-THR-MSW-S114-02 | WC - Staff | 4977568 | 2.3567 | D | AHU/GN/SF/B2/003 | Level(Name=L03, Elevation=33600) |  | 2400
N/A | L03-THR-PSY-S074-02 | Phone Booth | 4977569 | 1.6238 | background S&E | AHU/GN/SF/B2/003 | Level(Name=L03, Elevation=33600) |  | 2400
N/A | L03-THR-PSY-S074-01 | Phone Booth | 4977570 | 1.6097 | background S&E | AHU/GN/SF/B2/003 | Level(Name=L03, Elevation=33600) |  | 2400
MIX Radiant Panel & FCUs | L03-THR-PSY-S115-23 | Administration Workstation | 4977571 | 88.2446 | MIX NV & FCUs | AHU/GN/SF/B2/006 | Level(Name=L03, Elevation=33600) |  | 2900
N/A | L03-THR-PSY-S050-01 | Hub (Printing and Scanning) | 4977572 | 8.6748 | E | AHU/GN/SF/B2/003 | Level(Name=L03, Elevation=33600) |  | 2700
Radiant Panel | L03-EDU-ETC-S094-01 | Staff Room (All Staff) | 4977575 | 28.4182 | NV | AHU/GN/SF/B2/001 | Level(Name=L03, Elevation=33600) |  | 2700
MIX Radiant Panel & FCUs | L03-EDU-ETC-S067-01 | Kitchenette | 4977576 | 5.3054 | MIX NV & FCUs | AHU/GN/SF/B2/001 | Level(Name=L03, Elevation=33600) |  | 2900
Radiant Panel | L03-THR-POT-L023-03 | Cubicle | 4977577 | 12.3249 | NV |  | Level(Name=L03, Elevation=33600) |  | 2700
Radiant Panel | L03-THR-POT-L023-01 | Cubicle | 4977578 | 12.3249 | NV |  | Level(Name=L03, Elevation=33600) |  | 2700
FCU | L03-COR-DIR-S015-02 | Staff Beverage Bay | 4977580 |  | FCU | AHU/GN/SF/B2/001 | Level(Name=L03, Elevation=33600) |  | 2700
DUB | L03-THR-POT-L006-01 | Assessment Examination Rooms - standard | 4977581 |  | DUB |  | Level(Name=L03, Elevation=33600) |  | 2700
DUB | L03-THR-POT-L006-02 | Assessment Examination Rooms - standard | 4977582 |  | DUB |  | Level(Name=L03, Elevation=33600) |  | 2700
DUB | L03-THR-POT-L006-03 | Assessment Examination Rooms - standard | 4977583 |  | DUB |  | Level(Name=L03, Elevation=33600) |  | 2700
DUB | L03-THR-POT-U0714-01 | Casting and Mould Room/ Treatment Room (shared with OT) | 4977584 |  | DUB |  | Level(Name=L03, Elevation=33600) |  | 2700
DUB | L03-THR-POT-S016-02 | Breakout | 4977585 |  | DUB |  | Level(Name=L03, Elevation=33600) |  | 2700
DUB | L03-THR-POT-S050-01 | Hub (Printing and Scanning) | 4977586 |  | DUB |  | Level(Name=L03, Elevation=33600) |  | 2700
DUB | L03-THR-POT-S114-03 | WC - Staff | 4977587 |  | DUB |  | Level(Name=L03, Elevation=33600) |  | 2400
DUB | L03-THR-POT-S109-02 | WC - Accessible | 4977588 |  | DUB |  | Level(Name=L03, Elevation=33600) |  | 2400
Radiant Panel | L03-THR-POT-S100-01 | Storage - Gym Equipment | 4977589 | 22.175 | E | AHU/GN/SF/B2/008 | Level(Name=L03, Elevation=33600) |  | 2700
Duct Reheat | L03-THR-POT-L023-05 | Cubicle | 4977590 | 12.3417 | S&E | AHU/GN/SF/B2/008 | Level(Name=L03, Elevation=33600) |  | 2700
DUB | L03-THR-CIR-C001-07 | Corridor | 4977591 |  | DUB |  | Level(Name=L03, Elevation=33600) |  | 2900
DUB | L03-THR-POT-S074-02 | Phone Booth | 4977592 |  | DUB |  | Level(Name=L03, Elevation=33600) |  | 2400
DUB | L03-THR-POT-S074-01 | Phone Booth | 4977593 |  | DUB |  | Level(Name=L03, Elevation=33600) |  | 2400
DUB | L03-THR-POT-S114-04 | WC - Staff | 4977594 |  | DUB |  | Level(Name=L03, Elevation=33600) |  | 2400
N/A | L03-THR-SLT-S113-01 | WC - Public (Shared with Nutrician and Dietetics) | 4977595 | 3.2953 | D | AHU/GN/SF/B2/008 | Level(Name=L03, Elevation=33600) |  | 2400
N/A | L03-THR-SLT-S113-02 | WC - Public (Shared with Nutrician and Dietetics) | 4977596 | 3.2395 | D | AHU/GN/SF/B2/008 | Level(Name=L03, Elevation=33600) |  | 2400
Radiant Panel | L03-THR-POT-L023-02 | Cubicle | 4977597 | 12.3249 | NV |  | Level(Name=L03, Elevation=33600) |  | 2700
Radiant Panel | L03-THR-CIR-C001-10 | Corridor | 4977598 | 15.8508 | background S&E |  | Level(Name=L03, Elevation=33600) |  | 2700
FCU | L03-EDU-ETC-S143-01 | Reception | 4977599 |  | FCU | AHU/GN/SF/B2/001 | Level(Name=L03, Elevation=33600) |  | 3200 + 2700
N/A | L03-COR-DIR-S050-02 | Hub (Printing and Scanning) | 4977600 |  | E | AHU/GN/SF/B2/001 | Level(Name=L03, Elevation=33600) |  | 2900
Radiant Panel | L03-EDU-ETC-L078-02 | Seminar Room - Large | 4977607 |  | NV |  | Level(Name=L03, Elevation=33600) |  | 2700
Radiant Panel | L03-EDU-ETC-L078-03 | Seminar Room - Large | 4977608 |  | NV |  | Level(Name=L03, Elevation=33600) |  | 2700
Radiant Panel | L03-EDU-ETC-L079-08 | Seminar Room - Small | 4977609 | 32.3143 | NV |  | Level(Name=L03, Elevation=33600) |  | 2700
FCU | L03-EDU-ETC-U0974-01 | Shared Board Room | 4977633 |  | FCU | AHU/GN/SF/B2/001 | Level(Name=L03, Elevation=33600) |  | 2900
Duct Reheat | L03-THR-MSW-S054-04 | Consulting Interview Room | 4977634 |  | S&E | AHU/GN/SF/B2/003 | Level(Name=L03, Elevation=33600) |  | 2700
FCU | L03-THR-PSY-S136-06 | Therapy Rooms (Standard) | 4977635 | 12.9192 | FCU | AHU/GN/SF/B2/003 | Level(Name=L03, Elevation=33600) |  | 2700
FCU | L03-THR-PSY-S137-02 | Therapy Rooms (Larger) | 4977636 | 15.0593 | FCU | AHU/GN/SF/B2/003 | Level(Name=L03, Elevation=33600) |  | 2700
FCU | L03-THR-PSY-S136-08 | Therapy Rooms (Standard) | 4977637 | 12.4365 | FCU | AHU/GN/SF/B2/003 | Level(Name=L03, Elevation=33600) |  | 2700
FCU | L03-THR-PSY-S136-01 | Therapy Rooms (Standard) | 4977638 |  | FCU | AHU/GN/SF/B2/003 | Level(Name=L03, Elevation=33600) |  | 2700
Radiant Panel | L03-THR-MSW-S139-01 | Store - CLothing+B21 | 4977639 | 69.9727 | E | AHU/GN/SF/B2/003 | Level(Name=L03, Elevation=33600) |  | 2700
Duct Reheat | L03-THR-MSW-S054-02 | Consulting Interview Room | 4977640 |  | S&E | AHU/GN/SF/B2/003 | Level(Name=L03, Elevation=33600) |  | 2700
N/A | L03-THR-POT-S135-02 | WC - Assisted (Shower/Change) | 4977641 | 7.0884 | D | AHU/GN/SF/B2/008 | Level(Name=L03, Elevation=33600) |  | 2400
N/A | L03-THR-POT-S112-01 | WC - Assisted with Baby Change | 4977642 | 11.0291 | D | AHU/GN/SF/B2/008 | Level(Name=L03, Elevation=33600) |  | 2400
Duct Reheat | L03-THR-SLT-S054-02 | Consulting Interview Room | 4977643 | 14.3015 | S&E | AHU/GN/SF/B2/006 | Level(Name=L03, Elevation=33600) |  | 2700
Duct Reheat | L03-THR-MSW-S148-01 | Waiting (Shared with Psychology) | 4977644 |  | S&E | AHU/GN/SF/B2/003 | Level(Name=L03, Elevation=33600) |  | 2700
Duct Reheat | L03-THR-MSW-S143-01 | Reception / Administration Workstation (Shared with Psychology) | 4977645 |  | S&E | AHU/GN/SF/B2/003 | Level(Name=L03, Elevation=33600) |  | 2700
Duct Reheat | L03-THR-MSW-S054-06 | Consulting Interview Room | 4977646 |  | S&E | AHU/GN/SF/B2/003 | Level(Name=L03, Elevation=33600) |  | 2700
FCU | L03-THR-PSY-S136-09 | Therapy Rooms (Standard) | 4977647 | 12.5509 | FCU | AHU/GN/SF/B2/003 | Level(Name=L03, Elevation=33600) |  | 2700
N/A | L03-THR-NAD-S114-02 | WC - Staff | 4977648 | 2.8267 | D | AHU/GN/SF/B2/008 | Level(Name=L03, Elevation=33600) |  | 2400
Radiant Panel | L03-THR-CIR-C001-03 | Corridor | 4977649 | 100.5518 | background S&E | AHU/GN/SF/B2/008 | Level(Name=L03, Elevation=33600) |  | 2700
Duct Reheat | L03-THR-POT-L092-02 | Change Rooms with WC /Shower | 4977651 | 10.0856 | S&E | AHU/GN/SF/B2/008 | Level(Name=L03, Elevation=33600) |  | 2400
Duct Reheat | L03-THR-POT-L092-01 | Change Rooms with WC /Shower | 4977652 | 11.1947 | S&E | AHU/GN/SF/B2/008 | Level(Name=L03, Elevation=33600) |  | 2400
N/A | L03-THR-POT-S135-01 | WC - Assisted (Shower/Change) | 4977653 | 7.228 | D | AHU/GN/SF/B2/008 | Level(Name=L03, Elevation=33600) |  | 2400
Duct Reheat | L03-THR-POT-U0726-01 | Change Rooms with WC /Shower - Trolley accessible / Hoist Facilities | 4977654 | 9.8579 | S&E | AHU/GN/SF/B2/008 | Level(Name=L03, Elevation=33600) |  | 2400
N/A | L03-THR-MSW-S110-01 | WC - Accessible with Baby Change (Shared with Psychology) | 4977680 |  | D | AHU/GN/SF/B2/003 | Level(Name=L03, Elevation=33600) |  | 2400
N/A | L03-THR-MSW-S113-03 | WC - Public (Shared with Psychology) | 4977681 |  | D | AHU/GN/SF/B2/003 | Level(Name=L03, Elevation=33600) |  | 2400
Duct Reheat | L03-THR-NAD-S054-01 | Consulting Interview Room | 4977682 | 14.9498 | S&E | AHU/GN/SF/B2/006 | Level(Name=L03, Elevation=33600) |  | 2700
Radiant Panel | L03-THR-POT-S139-01 | Storage -Walking aids; Crutches etc | 4977683 | 7.8647 | E | AHU/GN/SF/B2/008 | Level(Name=L03, Elevation=33600) |  | 2400
Duct Reheat | L03-THR-POT-L023-06 | Cubicle | 4977684 | 12.5952 | S&E | AHU/GN/SF/B2/008 | Level(Name=L03, Elevation=33600) |  | 2700
| L03-THR-POT-U0731-01 | Hydrotherapy Pool Plant Room (Captured in Plant Allowance) | 4977685 | 17.1567 |  | AHU/GN/SF/B2/008 | Level(Name=L03, Elevation=33600) |  | N/A
N/A | L03-THR-POT-S113-05 | WC - Public | 4977688 | 6.2012 | D | AHU/GN/SF/B2/008 | Level(Name=L03, Elevation=33600) |  | 2400
N/A | L03-THR-POT-S109-01 | WC - Accessible | 4977689 | 6.2649 | D | AHU/GN/SF/B2/008 | Level(Name=L03, Elevation=33600) |  | 2400
N/A | L03-THR-POT-S038-01 | Disposal Room (adjacent to AGV lifts) | 4977690 | 25.6006 | D | AHU/GN/SF/B2/008 | Level(Name=L03, Elevation=33600) |  | 2700
Duct Reheat | L03-THR-POT-S022-01 | Clean Delivery Hub | 4977691 |  | S&E | AHU/GN/SF/B2/008 | Level(Name=L03, Elevation=33600) |  | 2700
MIX Radiant Panel & FCUs | L03-THR-NAD-S115-01 | Dieticians Workstations | 4977693 | 110.94 | MIX NV & FCUs | AHU/GN/SF/B2/006 | Level(Name=L03, Elevation=33600) |  | 2900
Duct Reheat | L03-THR-SLT-S028-01 | Consulting Rooms Dysphagia | 4977731 | 14.7342 | S&E | AHU/GN/SF/B2/006 | Level(Name=L03, Elevation=33600) |  | 2700
N/A | L03-THR-POT-U0708-01 | Equipment Cleaning | 4977732 | 9.5505 | D | AHU/GN/SF/B2/008 | Level(Name=L03, Elevation=33600) |  | 2700
Radiant Panel | L03-CIR-CIR-C003-03 | Concourse Circulation | 4977733 |  | background S&E | AHU/GN/SF/B2/003 | Level(Name=L03, Elevation=33600) |  | 2700
Radiant Panel | L03-CIR-CIR-C003-05 | Concourse Circulation | 4977734 | 36.7802 | background S&E | AHU/GN/SF/B2/006 | Level(Name=L03, Elevation=33600) |  | Above 3200
Radiant Panel | L03-CIR-CIR-C003-04 | Concourse Circulation | 4977736 |  | background S&E | AHU/GN/SF/B2/001 | Level(Name=L03, Elevation=33600) |  | 2700
DUB | L03-THR-POT-L006-04 | Assessment Examination Rooms (Large for Neuro Disability) | 4977739 |  | DUB |  | Level(Name=L03, Elevation=33600) |  | 2700
DUB | L03-THR-POT-U0718-01 | ADL Bathroom | 4977741 |  | DUB |  | Level(Name=L03, Elevation=33600) |  | 2700
DUB | L03-THR-POT-U1407-01 | Infant Neuro Gym | 4977742 |  | DUB |  | Level(Name=L03, Elevation=33600) |  | 3200
DUB | L03-THR-POT-U0717-01 | ADL Kitchen (2) with Dining Room | 4977743 |  | DUB |  | Level(Name=L03, Elevation=33600) |  | 2700
DUB | L03-THR-POT-U0713-01 | Sensory Integration Gym | 4977744 |  | DUB |  | Level(Name=L03, Elevation=33600) |  | 3200
DUB | L03-THR-POT-S115-30 | Occupational Therapy Workstations (Including Students) | 4977745 |  | DUB |  | Level(Name=L03, Elevation=33600) |  | 2900
DUB | L03-THR-POT-S095-01 | Staff Room with Beverage Bay | 4977761 |  | DUB |  | Level(Name=L03, Elevation=33600) |  | 2700
DUB | L03-THR-POT-S016-01 | Breakout | 4977762 |  | DUB |  | Level(Name=L03, Elevation=33600) |  | 2700
DUB | L03-THR-POT-S016-03 | Breakout | 4977763 |  | DUB |  | Level(Name=L03, Elevation=33600) |  | 2700
FCU | L03-COR-DIR-S063-03 | Meeting Room | 4977765 |  | FCU | AHU/GN/SF/B2/001 | Level(Name=L03, Elevation=33600) |  | 2900
MIX Radiant Panel & FCUs | L03-ONC-DW3-S115-43 | Administration Workstation | 4977766 | 267.0471 | MIX NV & FCUs | AHU/GN/SF/B2/001 | Level(Name=L03, Elevation=33600) |  | 2900
FCU | L03-COR-DIR-S015-01 | Staff Beverage Bay | 4977768 |  | FCU | AHU/GN/SF/B2/001 | Level(Name=L03, Elevation=33600) |  | 2700
Radiant Panel | L03-EDU-ETC-L078-01 | Seminar Room - Large | 4977769 |  | NV |  | Level(Name=L03, Elevation=33600) |  | 2700
Duct Reheat | L03-THR-SLT-S054-03 | Consulting Interview Room | 4977774 | 14.3494 | S&E | AHU/GN/SF/B2/006 | Level(Name=L03, Elevation=33600) |  | 2700
Duct Reheat | L03-THR-POT-S057-01 | Lounge /Family/Beverage Bay | 4977775 | 14.096 | S&E | AHU/GN/SF/B2/008 | Level(Name=L03, Elevation=33600) |  | 3200 + 2700
Duct Reheat | L03-THR-SLT-S054-01 | Consulting Interview Room | 4977776 | 14.3241 | S&E | AHU/GN/SF/B2/006 | Level(Name=L03, Elevation=33600) |  | 2700
Duct Reheat | L03-THR-SLT-S144-01 | Reception/ Administration Workstation - Printing office (Shared with Nutrician and Dietetics) | 4977778 | 18.1638 | S&E | AHU/GN/SF/B2/006 | Level(Name=L03, Elevation=33600) |  | 3200 + 2700
Radiant Panel | L03-THR-NAD-S061-01 | Case Conference / Meeting Room Large - Shared | 4977779 | 34.7912 | NV | AHU/GN/SF/B2/006 | Level(Name=L03, Elevation=33600) |  | 2700
FCU | L03-THR-NAD-S063-01 | Group Assessment Room | 4977780 | 29.7384 | S&E | AHU/GN/SF/B2/006 | Level(Name=L03, Elevation=33600) |  | 2700
Duct Reheat | L03-THR-SLT-S108-01 | Multipurpose Treatment Room | 4977781 | 19.8304 | S&E | AHU/GN/SF/B2/006 | Level(Name=L03, Elevation=33600) |  | 2700
Duct Reheat | L03-THR-SLT-S028-02 | Consulting Rooms Dysphagia | 4977782 | 15.1161 | S&E | AHU/GN/SF/B2/006 | Level(Name=L03, Elevation=33600) |  | 2700
Radiant Panel | L03-THR-POT-U0712-01 | Gymnasium (open plan) | 4977783 | 182.4279 | NV | AHU/GN/SF/B2/008 | Level(Name=L03, Elevation=33600) |  | 3200
Radiant Panel | L03-THR-POT-S138-01 | Storage - Occupational Therapy Equipment | 4977784 | 21.3398 | E | AHU/GN/SF/B2/008 | Level(Name=L03, Elevation=33600) |  | 2700
FCU | L03-THR-PSY-S136-04 | Therapy Rooms (Standard) | 4977785 |  | FCU | AHU/GN/SF/B2/003 | Level(Name=L03, Elevation=33600) |  | 2700
Duct Reheat | L03-THR-MSW-S054-03 | Consulting Interview Room | 4977786 |  | S&E | AHU/GN/SF/B2/003 | Level(Name=L03, Elevation=33600) |  | 2700
Duct Reheat | L03-THR-MSW-S054-01 | Consulting Interview Room | 4977787 |  | S&E | AHU/GN/SF/B2/003 | Level(Name=L03, Elevation=33600) |  | 2700
Duct Reheat | L03-THR-MSW-S054-08 | Consulting Interview Room (Child protection) | 4977789 |  | S&E | AHU/GN/SF/B2/003 | Level(Name=L03, Elevation=33600) |  | 2700
MIX Radiant Panel & FCUs | L03-THR-MSW-S115-02 | Social Worker Workstations | 4977790 | 116.1876 | MIX NV & FCUs | AHU/GN/SF/B2/003 | Level(Name=L03, Elevation=33600) |  | 2900
Duct Reheat | L03-THR-MSW-S054-05 | Consulting Interview Room | 4977791 |  | S&E | AHU/GN/SF/B2/003 | Level(Name=L03, Elevation=33600) |  | 2700
FCU | L03-THR-PSY-S136-05 | Therapy Rooms (Standard) | 4977792 |  | FCU | AHU/GN/SF/B2/003 | Level(Name=L03, Elevation=33600) |  | 2700
Radiant Panel | L03-CIR-CIR-C003-04 | Concourse Circulation | 4977804 |  | background S&E | AHU/GN/SF/B2/003 | Level(Name=L03, Elevation=33600) |  | 2700
Radiant Panel | L03-THR-SLT-S099-01 | Store - Materials and Equipment | 4977806 | 10.1178 | E | AHU/GN/SF/B2/006 | Level(Name=L03, Elevation=33600) |  | 2700
Radiant Panel | L03-THR-NAD-S139-01 | Storage | 4977807 | 12.0794 | E | AHU/GN/SF/B2/006 | Level(Name=L03, Elevation=33600) |  | 2700
DUB | L03-CIR-CIR-C003-06 | Concourse Circulation | 4977808 | 71.7674 | DUB |  | Level(Name=L03, Elevation=33600) |  | 2700
FCU | L03-THR-PSY-S016-01 | Breakout | 4977809 | 7.1653 | FCU | AHU/GN/SF/B2/003 | Level(Name=L03, Elevation=33600) |  | 2700
FCU | L03-THR-PSY-S136-02 | Therapy Rooms (Standard) | 4977810 |  | FCU | AHU/GN/SF/B2/003 | Level(Name=L03, Elevation=33600) |  | 2700
FCU | L03-THR-PSY-S136-03 | Therapy Rooms (Standard) | 4977811 | 12.9472 | FCU | AHU/GN/SF/B2/003 | Level(Name=L03, Elevation=33600) |  | 2700
FCU | L03-THR-PSY-S137-01 | Therapy Rooms (Larger) | 4977812 | 15.0074 | FCU | AHU/GN/SF/B2/003 | Level(Name=L03, Elevation=33600) |  | 2700
FCU | L03-THR-PSY-S136-07 | Therapy Rooms (Standard) | 4977813 | 12.855 | FCU | AHU/GN/SF/B2/003 | Level(Name=L03, Elevation=33600) |  | 2700
FCU | L03-THR-MSW-S016-02 | Breakout | 4977814 | 7.1441 | FCU | AHU/GN/SF/B2/003 | Level(Name=L03, Elevation=33600) |  | 2700
| L03-THR-POT-S139-05 | Storage - Linen / General | 4977816 | 4.158 | E | AHU/GN/SF/B2/008 | Level(Name=L03, Elevation=33600) |  | 2400
Duct Reheat | L03-THR-POT-U0707-01 | Cognitive and Fine Motor Room | 4977817 | 12.1116 | S&E | AHU/GN/SF/B2/008 | Level(Name=L03, Elevation=33600) |  | 2700
Duct Reheat | L03-THR-POT-S147-01 | Waiting /Play Area | 4977818 | 19.4861 | S&E | AHU/GN/SF/B2/008 | Level(Name=L03, Elevation=33600) |  | 3200 + 2700
FCU | L03-THR-POT-S060-01 | Adolescent Gym | 4977819 | 23.7628 | FCU | AHU/GN/SF/B2/008 | Level(Name=L03, Elevation=33600) |  | 2700
FCU | L03-THR-POT-S115-01 | Staff reception / Workstation | 4977820 | 5.3427 | FCU | AHU/GN/SF/B2/008 | Level(Name=L03, Elevation=33600) |  | 2700
N/A | L03-THR-POT-U0728-01 | Hydrotherapy Pool and Surrounds including Resuscitation | 4977821 | 129.8307 | S&E | AHU/TP/SF/B2/001 | Level(Name=L03, Elevation=33600) |  | 3200
Radiant Panel | L03-THR-MSW-S095-01 | Staff Room with Beverage Bay - (Shared with Psychology) | 4977822 | 13.8729 | NV | AHU/GN/SF/B2/003 | Level(Name=L03, Elevation=33600) |  | 2900
DUB | L03-THR-POT-S115-02 | Physiotherapy Workstations (Including students) | 4977825 |  | DUB |  | Level(Name=L03, Elevation=33600) |  | 2900
FCU | L03-EDU-ETC-U0976-01 | Senior Administrator for Scheduling | 4977828 |  | FCU | AHU/GN/SF/B2/001 | Level(Name=L03, Elevation=33600) |  | 2900
DUB | L03-THR-POT-S053-01 | Interview/ Assessment Room | 4977871 | 17.6419 | DUB |  | Level(Name=L03, Elevation=33600) |  | 2700
Radiant Panel | L03-THR-CIR-C001-11 | Corridor | 4977876 |  | background S&E | AHU/GN/SF/B2/003 | Level(Name=L03, Elevation=33600) |  | 2700
N/A | L03-COR-DIR-S114-07 | WC - Staff | 4977877 |  | D | AHU/GN/SF/B2/003 | Level(Name=L03, Elevation=33600) |  | 2400
Radiant Panel | L03-THR-CIR-C001-13 | Corridor | 4977892 | 6.5653 | background S&E | AHU/GN/SF/B2/003 | Level(Name=L03, Elevation=33600) |  | 2700
Radiant Panel | L03-CIR-CIR-C006-01 | Lift - Stair Lobby | 4977897 | 10.2708 | background S&E |  | Level(Name=L03, Elevation=33600) |  | 2700
Radiant Panel | L03-THR-POT-L023-04 | Cubicle | 4977898 | 10.2194 | NV |  | Level(Name=L03, Elevation=33600) |  | 2700
Radiant Panel | L03-CIR-CIR-C004-01 | Hospital Street Shared Corridor (Between Departments) | 4977904 | 319.1411 | background S&E |  | Level(Name=L03, Elevation=33600) |  | 3150
Duct Reheat | L03-THR-PSY-U0751-01 | Reception (Shared with MSW) | 4977906 | 6.1952 | S&E | AHU/GN/SF/B2/006 | Level(Name=L03, Elevation=33600) |  | 3200 + 2700
| L03-THR-POT-S139-04 | Store - Chemicals- Locked (Captured in Plant Allowance) | 4977912 | 2.9728 | E | AHU/GN/SF/B2/008 | Level(Name=L03, Elevation=33600) |  | N/A
Radiant Panel | L03-THR-CIR-C001-12 | Corridor | 4977914 | 94.0483 | background S&E | AHU/GN/SF/B2/006 | Level(Name=L03, Elevation=33600) |  | 2700
| L03-THR-POT-U0729-01 | Hydrotherapy Pool Store | 4977915 | 10.9134 | E | AHU/GN/SF/B2/008 | Level(Name=L03, Elevation=33600) |  | 2400
Radiant Panel | L03-CIR-CIR-C008-01 | Stairwell | 4977925 | 27.7451 | NV |  | Level(Name=L03, Elevation=33600) |  | N/A
Radiant Panel | L03-THR-CIR-C001-16 | Corridor | 4977927 |  | background S&E | AHU/GN/SF/B2/003 | Level(Name=L03, Elevation=33600) |  | 2700
Radiant Panel | L03-THR-CIR-C001-14 | Corridor | 4977928 | 5.5326 | background S&E | AHU/GN/SF/B2/006 | Level(Name=L03, Elevation=33600) |  | 2700
Duct Reheat | L03-THR-MSW-S054-07 | Consulting Interview Room (Child protection) | 4977929 |  | S&E | AHU/GN/SF/B2/003 | Level(Name=L03, Elevation=33600) |  | 2700
Duct Reheat | L03-THR-SLT-S147-01 | Waiting /Play (Shared with Nutrician and Dietetics) | 4977930 | 25.4046 | S&E | AHU/GN/SF/B2/006 | Level(Name=L03, Elevation=33600) |  | 3200 + 2700
Radiant Panel | L03-THR-PSY-S139-01 | Store - Resource Material | 4977932 | 21.0769 | E | AHU/GN/SF/B2/006 | Level(Name=L03, Elevation=33600) |  | 2700
FCU | L03-EDU-ETC-U0971-01 | Multifaith Room | 4977933 |  | FCU | AHU/GN/SF/B2/001 | Level(Name=L03, Elevation=33600) |  | 2700
FCU | L03-HUB-ITH-S118-10 | IT Hub | 4977934 | 15.8321 | FCU | AHU/GN/SF/B2/008 | Level(Name=L03, Elevation=33600) |  | N/A
Duct Reheat | L03-THR-MSW-S051-01 | Infant Feeding Room (Shared with Psychology) | 4977937 |  | S&E | AHU/GN/SF/B2/003 | Level(Name=L03, Elevation=33600) |  | 2400
MIX Radiant Panel & FCUs | L03-COR-DIR-S115-01 | Clinical Director Workstation | 4977939 | 294.6195 | MIX NV & FCUs | AHU/GN/SF/B2/003 | Level(Name=L03, Elevation=33600) |  | 2900
FCU | L03-HUB-ITH-S118-09 | IT Hub | 4977940 |  | FCU | AHU/GN/SF/B2/003 | Level(Name=L03, Elevation=33600) |  | N/A
Radiant Panel | L03-CIR-CIR-C006-02 | Lift - Stair Lobby | 4977941 |  | background S&E | AHU/GN/SF/B2/003 | Level(Name=L03, Elevation=33600) |  | 2700
Radiant Panel | L03-EDU-ETC-S139-04 | Store | 4977942 |  | E | AHU/GN/SF/B2/001 | Level(Name=L03, Elevation=33600) |  | 2400
FCU | L03-EDU-ETC-U0969-01 | Common Room with lockers | 4977945 |  | FCU | AHU/GN/SF/B2/001 | Level(Name=L03, Elevation=33600) |  | 2700
Radiant Panel | L03-CIR-CIR-C008-03 | Stairwell | 4977946 |  | background S&E |  | Level(Name=L03, Elevation=33600) |  | N/A
DUB | L03-THR-CIR-C001-08 | Corridor | 4977950 |  | DUB |  | Level(Name=L03, Elevation=33600) |  | 2700
Radiant Panel | L03-THR-CIR-C001-09 | Corridor | 4977951 | 67.6665 | background S&E | AHU/GN/SF/B2/008 | Level(Name=L03, Elevation=33600) |  | 2700
DUB | L03-THR-POT-L006-05 | Assessment Examination Rooms (Large for Neuro Disability) | 4977952 |  | DUB |  | Level(Name=L03, Elevation=33600) |  | 2700
DUB | L03-THR-POT-S025-01 | Cleaners Room | 4977982 |  | DUB |  | Level(Name=L03, Elevation=33600) |  | 2400
DUB | L03-THR-POT-S091-01 | Staff Base - sub | 4977983 |  | DUB |  | Level(Name=L03, Elevation=33600) |  | 2700
FCU | L03-EDU-ETC-U0970-01 | Welfare Officer’s and Student Service office | 4977988 |  | FCU | AHU/GN/SF/B2/001 | Level(Name=L03, Elevation=33600) |  | 2900
FCU | L03-COR-DIR-S063-04 | Meeting Room | 4977989 |  | FCU | AHU/GN/SF/B2/001 | Level(Name=L03, Elevation=33600) |  | 2900
FCU | L03-HUB-ITH-S118-05 | IT Hub | 4977990 |  | FCU | AHU/GN/SF/B2/001 | Level(Name=L03, Elevation=33600) |  | N/A
Duct Reheat | L03-THR-SLT-U0735-01 | Volunteers reception for Therapies (Shared with Nutrician and Dietetics) | 4977997 | 3.1575 | S&E | AHU/GN/SF/B2/006 | Level(Name=L03, Elevation=33600) |  | 2700
N/A | L03-THR-SLT-S114-01 | WC - Staff | 4977998 | 2.5435 | D | AHU/GN/SF/B2/006 | Level(Name=L03, Elevation=33600) |  | 2400
N/A | L03-THR-NAD-S114-01 | WC - Staff | 4977999 | 2.3167 | D | AHU/GN/SF/B2/006 | Level(Name=L03, Elevation=33600) |  | 2400
FCU | L03-EDU-ETC-L078-05 | Seminar Room - Tele/Video-conference facility | 4978001 |  | FCU | AHU/GN/SF/B2/001 | Level(Name=L03, Elevation=33600) |  | 2700
Radiant Panel | L03-CIR-CIR-C006-04 | Lift - Stair Lobby | 4978002 |  | background S&E | AHU/GN/SF/B2/001 | Level(Name=L03, Elevation=33600) |  | 2700
DUB | L03-CIR-CIR-C006-13 | Lift - Stair Lobby | 4978004 |  | DUB |  | Level(Name=L03, Elevation=33600) |  | 2700
Radiant Panel | L03-THR-CIR-C001-01 | Corridor | 4978006 |  | background S&E |  | Level(Name=L03, Elevation=33600) |  | 2700
Radiant Panel | L03-CIR-CIR-C006-03 | Lift - Stair Lobby | 4978011 |  | background S&E | AHU/GN/SF/B2/001 | Level(Name=L03, Elevation=33600) |  | 2700
Radiant Panel | L03-CIR-CIR-C008-02 | Stairwell | 4978012 |  | NV |  | Level(Name=L03, Elevation=33600) |  | N/A
FCU | L03-EDU-ETC-U0977-01 | Shared College Academic Administrator plus storage | 4978013 |  | FCU | AHU/GN/SF/B2/001 | Level(Name=L03, Elevation=33600) |  | 2900
MIX Radiant Panel & FCUs | L03-EDU-ETC-U0973-01 | Office spaces | 4978014 | 386.7885 | MIX NV & FCUs | AHU/GN/SF/B2/001 | Level(Name=L03, Elevation=33600) |  | 2900
DUB | L03-THR-POT-L086-01 | Splinting Room | 4978015 |  | DUB |  | Level(Name=L03, Elevation=33600) |  | 2700
DUB | L03-THR-POT-L086-02 | Splinting Room | 4978018 |  | DUB |  | Level(Name=L03, Elevation=33600) |  | 2700
DUB | L03-THR-POT-U0716-01 | Common Splinting Support between Rooms | 4978019 |  | DUB |  | Level(Name=L03, Elevation=33600) |  | 2700
FCU | L03-ONC-DW3-S115-33 | MDT Workstations | 4978028 |  | FCU | AHU/GN/SF/B2/003 | Level(Name=L03, Elevation=33600) |  | 2900
Radiant Panel | L03-THR-CIR-C001-15 | Corridor | 4978030 |  | background S&E | AHU/GN/SF/B2/003 | Level(Name=L03, Elevation=33600) |  | 2700
N/A | L03-THR-POT-S135-03 | Staff - Shower and WC | 4978031 | 7.3381 | D | AHU/GN/SF/B2/008 | Level(Name=L03, Elevation=33600) |  | 2400
DUB | L03-THR-POT-S061-01 | Meeting / Case Conference Room | 4978042 |  | DUB |  | Level(Name=L03, Elevation=33600) |  | 2900
FCU | LG-OPD-C1W-S115-19 | Administration Workstation | 5146948 |  | FCU | AHU/GN/SF/B2/010 | Level(Name=L-1 (Lr Ground), Elevation=16800) |  | Above 3200
N/A | L00-OPD-DC1-S113-03 | WC - Public | 5170430 |  | D | AHU/GN/SF/B2/002 | Level(Name=L00 (Ground), Elevation=21000) |  | 2400
N/A | L00-OPD-CC3-S111-01 | WC - Assisted | 5170432 |  | D | AHU/GN/SF/B2/004 | Level(Name=L00 (Ground), Elevation=21000) |  | 2400
Duct Reheat | L00-OPD-ORS-S022-01 | Clean Delivery Hub | 5170436 |  | S&E | AHU/GN/SF/B2/004 | Level(Name=L00 (Ground), Elevation=21000) |  | 2700
Duct Reheat | L00-OPD-DC1-S129-01 | Plaster Room (2 Bay with storage) | 5170444 |  | S&E | AHU/GN/SF/B2/009 | Level(Name=L00 (Ground), Elevation=21000) |  | 2700
Radiant Panel | L01-OPD-CIR-C001-04 | Corridor | 5170459 |  | background S&E | AHU/GN/SF/B2/001 | Level(Name=L01, Elevation=25200) |  | 2700
FCU | L01-OPD-NIC-U1367-01 | Cardiology/ Cardiothoracic and Non-Invasive Cardiac Diagn. Workstations | 5170465 |  | FCU | AHU/GN/SF/B2/003 | Level(Name=L01, Elevation=25200) |  | 2900
Radiant Panel | L01-OPD-DC2-L033-06 | Examination Rooms ( to include Hess ) ( Critical Length 6.55m) | 5170467 |  | NV |  | Level(Name=L01, Elevation=25200) |  | 2700
Radiant Panel | L01-OPD-NIC-L025-04 | ECG Rooms | 5170471 |  | NV |  | Level(Name=L01, Elevation=25200) |  | 2700
Duct Reheat | L01-CAR-INP-U0025-01 | Patient / Family Dining | 5170477 |  | S&E |  | Level(Name=L01, Elevation=25200) |  | 2700
Radiant Panel | L01-CAR-CIR-C001-02 | Corridor | 5170483 |  | background S&E | AHU/GN/SF/B2/012 | Level(Name=L01, Elevation=25200) |  | 2700
Radiant Panel | L01-CIR-CIR-C006-01 | Lift - Stair Lobby | 5170489 |  | background S&E | AHU/GN/SF/B2/012 | Level(Name=L01, Elevation=25200) |  | 2700
FCU | L01-OPD-DC2-U1368-01 | Ophathalmology and Orthoptics Workstations | 5170491 |  | FCU | AHU/GN/SF/B2/001 | Level(Name=L01, Elevation=25200) |  | 2900
Radiant Panel | L02-REE-CIR-C001-03 | Corridor | 5170505 |  | background S&E | AHU/GN/SF/B2/008 | Level(Name=L02, Elevation=29400) |  | 2700
DUB | L03-HUB-ITH-S118-11 | IT Hub | 5171484 |  | DUB |  | Level(Name=L03, Elevation=33600) |  | N/A
Radiant Panel | Number Undefined 1 | Name Undefined 1 | 5172360 |  | background S&E | AHU/GN/SF/B2/003 | Level(Name=L01, Elevation=25200)
Radiant Panel | Number Undefined 2 | Name Undefined 2 | 5172361 |  | background S&E | AHU/GN/SF/B2/012 | Level(Name=L01, Elevation=25200)
Radiant Panel | Number Undefined 3 | Name Undefined 3 | 5172362 |  | background S&E | AHU/GN/SF/B2/012 | Level(Name=L01, Elevation=25200)
Radiant Panel | Number Undefined 4 | Name Undefined 4 | 5172363 |  | background S&E | AHU/GN/SF/B2/004 | Level(Name=L-1 (Lr Ground), Elevation=16800)
Radiant Panel | Number Undefined 5 | Name Undefined 5 | 5172364 |  | background S&E | AHU/GN/SF/B2/007 | Level(Name=L-1 (Lr Ground), Elevation=16800)
| B02-PLA-PLA-U1695-01W | Air Handling Plantroom - South Fingers W | 5413129 |  |  |  | Level(Name=B02, Elevation=10200) |  | N/A
Radiant Panel | B01-CIR-CIR-C008-03 | Stairwell | 5492789 |  | background S&E |  | Level(Name=B01, Elevation=13500) |  | N/A
Radiant Panel | B01-CIR-CIR-C008-06 | Stairwell | 5492790 |  | background S&E |  | Level(Name=B01, Elevation=13500) |  | N/A
Radiant Panel | Number Undefined 8 | Name Undefined 8 | 5939738 |  | background S&E | AHU/GN/SF/B2/012 | Level(Name=L01, Elevation=25200)
N/A | Number Undefined 6 | Space | 6376302 |  | E | AHU/GN/SF/B2/006 | Level(Name=L03, Elevation=33600)
Radiant Panel | Number Undefined 7 | Space | 6376303 |  | background S&E | AHU/GN/SF/B2/008 | Level(Name=L03, Elevation=33600)

## WD
NPH_Space_M_Heating_Type | Number | Name | ElementID | NPH_Space_GEN_RoofArea | NPH_Space_M_Ventilation_Type | NPH_Space_M_AHU_Ref | Level | NPH_Space_M_EF_Ref | NPH_Space_GEN_Room_Ceiling_Height
Duct Reheat | L04-ONC-DHO-S090-01 | Sub Base | 4958776 |  | S&E | AHU/HP/WD/07/004 | Level(Name=L04, Elevation=38750) |  | 2700 + 2400
Duct Reheat | L04-ONC-DHO-S090-02 | Sub Base | 4958777 |  | S&E | AHU/HP/WD/07/004 | Level(Name=L04, Elevation=38750) |  | 2700 + 2400
| L04-ONC-DHO-S113-02 | WC - Public | 4958778 |  | D | AHU/HP/WD/07/004 | Level(Name=L04, Elevation=38750) |  | 2400
| L04-ONC-DHO-S111-01 | WC - Assisted | 4958779 |  | D | AHU/HP/WD/07/004 | Level(Name=L04, Elevation=38750) |  | 2400
Duct Reheat | L04-ONC-DHO-L047-01 | Malignant Haematology/Oncology Day Bays | 4958780 |  | S&E | AHU/HP/WD/07/004 | Level(Name=L04, Elevation=38750) |  | 2700 + 2400
Duct Reheat | L04-ONC-DHO-L047-02 | Malignant Haematology/Oncology Day Bays | 4958781 |  | S&E | AHU/HP/WD/07/004 | Level(Name=L04, Elevation=38750) |  | 2700 + 2400
Duct Reheat | L04-ONC-DHO-L041-04 | Haemophilia Single Bays | 4958782 |  | S&E | AHU/HP/WD/07/004 | Level(Name=L04, Elevation=38750) |  | 2700 + 2400
Duct Reheat | L04-ONC-DHO-L041-03 | Haemophilia Single Bays | 4958783 |  | S&E | AHU/HP/WD/07/004 | Level(Name=L04, Elevation=38750) |  | 2700 + 2400
Radiant Panel | L04-ONC-DHO-S097-01 | Store - Consumables | 4958784 |  | S&E | AHU/HP/WD/07/004 | Level(Name=L04, Elevation=38750) |  | 2700
| L04-NUT-INP-S056-01 | Bay - Linen (one per cluster) | 4958785 |  | E | AHU/HP/WD/07/002 | Level(Name=L04, Elevation=38750) |  | 2400
Duct Reheat | L04-NUT-INP-S023-01 | Clean Utility | 4958786 |  | S | AHU/HP/WD/07/002 | Level(Name=L04, Elevation=38750) |  | 2700
Duct Reheat | L04-NUT-INP-S036-01 | Dirty Utility | 4958787 |  | D | AHU/HP/WD/07/002 | Level(Name=L04, Elevation=38750) |  | 2700
| L04-NUT-INP-S112-01 | WC - Assisted with Baby Change | 4958788 |  | D | AHU/HP/WD/07/002 | Level(Name=L04, Elevation=38750) |  | 2400
Duct Reheat | L04-NUT-INP-S093-01 | Staff Base (1 per Cluster) | 4958789 |  | S&E | AHU/HP/WD/07/002 | Level(Name=L04, Elevation=38750) |  | 2700 + 2400
Duct Reheat | L04-NUT-INP-S060-01 | MDT Therapy Room | 4958790 |  | S&E | AHU/HP/WD/07/002 | Level(Name=L04, Elevation=38750) |  | 2700
Duct Reheat | L04-NUT-INP-S072-01 | Pharmacy Prep Room | 4958791 |  | S&E | AHU/HP/WD/07/002 | Level(Name=L04, Elevation=38750) |  | 2700
Duct Reheat | L04-ONC-INP-S127-01 | Pharmacy Prep + PTS | 4958792 |  | S&E | AHU/HP/WD/07/001 | Level(Name=L04, Elevation=38750) |  | 2700
Duct Reheat | L04-ONC-INP-S107-02 | Treatment / Minor Procedure Room | 4958793 |  | S&E | AHU/HP/WD/07/001 | Level(Name=L04, Elevation=38750) |  | 2700
Duct Reheat | L04-ONC-INP-S036-02 | Dirty Utility | 4958794 |  | D | AHU/HP/WD/07/001 | Level(Name=L04, Elevation=38750) |  | 2700
| L04-ONC-INP-S114-02 | WC - Staff | 4958795 |  | D | AHU/HP/WD/07/001 | Level(Name=L04, Elevation=38750) |  | 2400
| L04-ONC-INP-S056-03 | Bay - Linen (one per Cluster) | 4958796 |  | E | AHU/HP/WD/07/001 | Level(Name=L04, Elevation=38750) |  | 2400
Duct Reheat | L04-ONC-INP-S023-02 | Clean Utility | 4958797 |  | S | AHU/HP/WD/07/001 | Level(Name=L04, Elevation=38750) |  | 2700
| L04-ONC-INP-S010-01 | Bay - Resuscitation | 4958798 |  | S&E |  | Level(Name=L04, Elevation=38750) |  | 2700 + 2400
Duct Reheat | L04-ONC-INP-S019-01 | Central Workstation | 4958799 |  | S&E | AHU/HP/WD/07/001 | Level(Name=L04, Elevation=38750) |  | 2700 + 2400
| L04-NUT-INP-S001-03 | Airlock | 4958800 |  | S | AHU/IS/WD/07/007 | Level(Name=L04, Elevation=38750) |  | 2400
| L04-NUT-INP-S001-02 | Airlock | 4958801 |  | S | AHU/IS/WD/07/006 | Level(Name=L04, Elevation=38750) |  | 2400
| L04-NUT-INP-S044-06 | Ensuite | 4958802 |  | D | AHU/HP/WD/07/002 | Level(Name=L04, Elevation=38750) |  | 2400
| L04-NUT-INP-S044-03 | Ensuite | 4958803 |  | D | AHU/HP/WD/07/002 | Level(Name=L04, Elevation=38750) |  | 2400
| L04-NUT-INP-S044-08 | Ensuite | 4958804 |  | D | AHU/HP/WD/07/002 | Level(Name=L04, Elevation=38750) |  | 2400
| L04-NUT-INP-S044-12 | Ensuite | 4958805 |  | D | AHU/HP/WD/07/002 | Level(Name=L04, Elevation=38750) |  | 2400
| L04-NUT-INP-S001-05 | Airlock | 4958806 |  | S | AHU/IS/WD/07/008 | Level(Name=L04, Elevation=38750) |  | 2400
| L04-NUT-INP-S044-01 | Ensuite | 4958807 |  | D | AHU/HP/WD/07/002 | Level(Name=L04, Elevation=38750) |  | 2400
| L04-NUT-INP-S044-14 | Ensuite | 4958808 |  | D | AHU/HP/WD/07/002 | Level(Name=L04, Elevation=38750) |  | 2400
| L04-NUT-INP-S044-10 | Ensuite | 4958809 |  | D | AHU/HP/WD/07/002 | Level(Name=L04, Elevation=38750) |  | 2400
| L04-NUT-INP-S001-06 | Airlock | 4958810 |  | S | AHU/IS/WD/07/008 | Level(Name=L04, Elevation=38750) |  | 2400
| L04-ONC-INP-S044-01 | Ensuite | 4958811 |  | D | AHU/HP/WD/07/001 | Level(Name=L04, Elevation=38750) |  | 2400
| L04-ONC-INP-S044-04 | Ensuite | 4958812 |  | D | AHU/HP/WD/07/001 | Level(Name=L04, Elevation=38750) |  | 2400
| L04-ONC-INP-S044-05 | Ensuite | 4958813 |  | D | AHU/HP/WD/07/001 | Level(Name=L04, Elevation=38750) |  | 2400
| L04-ONC-INP-S044-20 | Ensuite | 4958814 |  | D | AHU/HP/WD/07/001 | Level(Name=L04, Elevation=38750) |  | 2400
| L04-ONC-INP-S044-14 | Ensuite | 4958815 |  | D | AHU/HP/WD/07/001 | Level(Name=L04, Elevation=38750) |  | 2400
| L04-ONC-INP-S044-11 | Ensuite | 4958816 |  | D | AHU/HP/WD/07/001 | Level(Name=L04, Elevation=38750) |  | 2400
| L04-ONC-INP-S044-07 | Ensuite | 4958817 |  | D | AHU/HP/WD/07/001 | Level(Name=L04, Elevation=38750) |  | 2400
| L04-ONC-INP-S001-01 | Airlock | 4958818 |  | S | AHU/IS/WD/07/001 | Level(Name=L04, Elevation=38750) |  | 2400
| L04-ONC-INP-S110-01 | WC - Accessible with Baby Change | 4958819 |  | D | AHU/HP/WD/07/001 | Level(Name=L04, Elevation=38750) |  | 2400
| L04-ONC-INP-S044-10 | Ensuite | 4958820 |  | D | AHU/HP/WD/07/001 | Level(Name=L04, Elevation=38750) |  | 2400
| L04-ONC-INP-S044-22 | Ensuite | 4958821 |  | D | AHU/HP/WD/07/003 | Level(Name=L04, Elevation=38750) |  | 2400
| L04-ONC-INP-S044-25 | Ensuite | 4958822 |  | D | AHU/HP/WD/07/003 | Level(Name=L04, Elevation=38750) |  | 2400
| L04-ONC-INP-S044-26 | Ensuite | 4958823 |  | D | AHU/HP/WD/07/003 | Level(Name=L04, Elevation=38750) |  | 2400
| L04-ONC-INP-S001-05 | Airlock | 4958824 |  | S | AHU/IS/WD/07/005 | Level(Name=L04, Elevation=38750) |  | 2400
| L04-ONC-INP-S001-11 | Airlock | 4958825 |  | S | AHU/IS/WD/07/018 | Level(Name=L04, Elevation=38750) |  | 2400
| L04-ONC-INP-S001-10 | Airlock | 4958826 |  | S | AHU/IS/WD/07/018 | Level(Name=L04, Elevation=38750) |  | 2400
Duct Reheat | L04-ONC-INP-S014-18 | Bedroom - Single | 4958827 |  | S&E | AHU/HP/WD/07/003 | Level(Name=L04, Elevation=38750) |  | 2700 + 2400 c. bh
| L04-ONC-INP-S044-23 | Ensuite | 4958828 |  | D | AHU/HP/WD/07/003 | Level(Name=L04, Elevation=38750) |  | 2400
| L04-ONC-INP-S044-24 | Ensuite | 4958829 |  | D | AHU/HP/WD/07/003 | Level(Name=L04, Elevation=38750) |  | 2400
Duct Reheat | L04-ONC-INP-S014-21 | Bedroom - Single | 4958830 |  | S&E | AHU/HP/WD/07/003 | Level(Name=L04, Elevation=38750) |  | 2700 + 2400 c. bh
Duct Reheat | L04-ONC-INP-S014-22 | Bedroom - Single | 4958831 |  | S&E | AHU/HP/WD/07/003 | Level(Name=L04, Elevation=38750) |  | 2700 + 2400 c. bh
| L04-ONC-INP-S044-27 | Ensuite | 4958832 |  | D | AHU/HP/WD/07/003 | Level(Name=L04, Elevation=38750) |  | 2400
Duct Reheat | L04-ONC-INP-S014-23 | Bedroom - Single | 4958833 |  | S&E | AHU/HP/WD/07/003 | Level(Name=L04, Elevation=38750) |  | 2700 + 2400 c. bh
Duct Reheat | L04-ONC-INP-S107-03 | Multifunctional Room | 4958834 |  | S&E | AHU/HP/WD/07/001 | Level(Name=L04, Elevation=38750) |  | 2700
| L04-ONC-INP-S044-06 | Ensuite | 4958835 |  | D | AHU/HP/WD/07/001 | Level(Name=L04, Elevation=38750) |  | 2400
| L04-ONC-INP-S044-08 | Ensuite | 4958836 |  | D | AHU/HP/WD/07/001 | Level(Name=L04, Elevation=38750) |  | 2400
Duct Reheat | L04-ONC-INP-S014-08 | Malignant Haematology/Oncology Bedrooms- Single | 4958837 |  | S&E | AHU/HP/WD/07/001 | Level(Name=L04, Elevation=38750) |  | 2700 + 2400 c. bh
Duct Reheat | L04-ONC-INP-S014-09 | Malignant Haematology/Oncology Bedrooms- Single | 4958838 |  | S&E | AHU/HP/WD/07/001 | Level(Name=L04, Elevation=38750) |  | 2700 + 2400 c. bh
| L04-ONC-INP-S044-09 | Ensuite | 4958839 |  | D | AHU/HP/WD/07/001 | Level(Name=L04, Elevation=38750) |  | 2400
| L04-ONC-INP-S044-12 | Ensuite | 4958840 |  | D | AHU/HP/WD/07/001 | Level(Name=L04, Elevation=38750) |  | 2400
Duct Reheat | L04-ONC-INP-S014-12 | Malignant Haematology/Oncology Bedrooms- Single | 4958841 |  | S&E | AHU/HP/WD/07/001 | Level(Name=L04, Elevation=38750) |  | 2700 + 2400 c. bh
Duct Reheat | L04-ONC-INP-S014-13 | Malignant Haematology/Oncology Bedrooms- Single | 4958842 |  | S&E | AHU/HP/WD/07/001 | Level(Name=L04, Elevation=38750) |  | 2700 + 2400 c. bh
| L04-ONC-INP-S044-13 | Ensuite | 4958843 |  | D | AHU/HP/WD/07/001 | Level(Name=L04, Elevation=38750) |  | 2400
| L04-ONC-INP-S044-17 | Ensuite | 4958844 |  | D | AHU/IS/WD/07/002 | Level(Name=L04, Elevation=38750) | EF/IS/WD/07/002 | 2400
Duct Reheat | L04-ONC-INP-S013-04 | Bedroom - Single - Isolation | 4958845 |  | N/A | AHU/IS/WD/07/002 | Level(Name=L04, Elevation=38750) |  | 2700 + 2400 c. bh
| L04-ONC-INP-S044-21 | Ensuite | 4958846 |  | D | AHU/IS/WD/07/005 | Level(Name=L04, Elevation=38750) | EF/IS/WD/07/005 | 2400
| L04-ONC-DHO-S044-04 | Ensuite | 4958847 |  | D | AHU/IS/WD/07/021 | Level(Name=L04, Elevation=38750) | EF/IS/WD/07/021 | 2400
Duct Reheat | L04-NUT-INP-S014-07 | Bedroom - Single | 4958848 |  | S&E | AHU/HP/WD/07/002 | Level(Name=L04, Elevation=38750) |  | 2700 + 2400 c. bh
| L04-NUT-INP-S044-07 | Ensuite | 4958849 |  | D | AHU/HP/WD/07/002 | Level(Name=L04, Elevation=38750) |  | 2400
| L04-NUT-INP-S044-09 | Ensuite | 4958850 |  | D | AHU/HP/WD/07/002 | Level(Name=L04, Elevation=38750) |  | 2400
Duct Reheat | L04-NUT-INP-S014-10 | Bedroom - Single | 4958851 |  | S&E | AHU/HP/WD/07/002 | Level(Name=L04, Elevation=38750) |  | 2700 + 2400 c. bh
Duct Reheat | L04-NUT-INP-S014-11 | Bedroom - Single | 4958852 |  | S&E | AHU/HP/WD/07/002 | Level(Name=L04, Elevation=38750) |  | 2700 + 2400 c. bh
| L04-NUT-INP-S044-11 | Ensuite | 4958853 |  | D | AHU/HP/WD/07/002 | Level(Name=L04, Elevation=38750) |  | 2400
| L04-NUT-INP-S044-13 | Ensuite | 4958854 |  | D | AHU/HP/WD/07/002 | Level(Name=L04, Elevation=38750) |  | 2400
Radiant Panel | L04-ONC-INP-S115-01 | Staff Workstations | 4958855 |  | S&E | AHU/HP/WD/07/001 | Level(Name=L04, Elevation=38750) |  | 3200
Duct Reheat | L04-ONC-INP-S075-02 | Play Area | 4958856 |  | S&E | AHU/HP/WD/07/001 | Level(Name=L04, Elevation=38750) |  | 3200
| L04-ONC-INP-S001-08 | Airlock | 4958857 |  | S | AHU/IS/WD/07/014 | Level(Name=L04, Elevation=38750) |  | 2400
| L04-ONC-INP-S001-07 | Airlock | 4958858 |  | S | AHU/IS/WD/07/013 | Level(Name=L04, Elevation=38750) |  | 2400
| L04-ONC-INP-S001-09 | Airlock | 4958859 |  | S | AHU/IS/WD/07/014 | Level(Name=L04, Elevation=38750) |  | 2400
| L04-ONC-INP-S001-02 | Airlock | 4958860 |  | S | AHU/IS/WD/07/001 | Level(Name=L04, Elevation=38750) |  | 2400
| L04-ONC-INP-S044-33 | Ensuite | 4958861 |  | D | AHU/IS/WD/07/018 | Level(Name=L04, Elevation=38750) | EF/IS/WD/07/018 | 2400
Duct Reheat | L04-ONC-INP-S013-11 | Bedroom - Single - Isolation | 4958862 |  | N/A | AHU/IS/WD/07/018 | Level(Name=L04, Elevation=38750) |  | 2700 + 2400 c. bh
Duct Reheat | L04-ONC-INP-S013-10 | Bedroom - Single - Isolation | 4958863 |  | N/A | AHU/IS/WD/07/018 | Level(Name=L04, Elevation=38750) |  | 2700 + 2400 c. bh
| L04-ONC-INP-S044-32 | Ensuite | 4958864 |  | D | AHU/IS/WD/07/018 | Level(Name=L04, Elevation=38750) | EF/IS/WD/07/018 | 2400
Duct Reheat | L04-ONC-INP-S013-09 | Bedroom - Single - Isolation | 4958865 |  | N/A | AHU/IS/WD/07/014 | Level(Name=L04, Elevation=38750) |  | 2700 + 2400 c. bh
Duct Reheat | L04-ONC-INP-S013-08 | Bedroom - Single - Isolation | 4958866 |  | N/A | AHU/IS/WD/07/014 | Level(Name=L04, Elevation=38750) |  | 2700 + 2400 c. bh
| L04-ONC-INP-S044-30 | Ensuite | 4958867 |  | D | AHU/IS/WD/07/014 | Level(Name=L04, Elevation=38750) | EF/IS/WD/07/014 | 2400
Duct Reheat | L04-ONC-INP-S013-07 | Bedroom - Single - Isolation | 4958868 |  | N/A | AHU/IS/WD/07/013 | Level(Name=L04, Elevation=38750) |  | 2700 + 2400 c. bh
| L04-ONC-INP-S044-29 | Ensuite | 4958869 |  | D | AHU/IS/WD/07/013 | Level(Name=L04, Elevation=38750) | EF/IS/WD/07/013 | 2400
Duct Reheat | L04-ONC-INP-S013-06 | Bedroom - Single - Isolation | 4958870 |  | N/A | AHU/IS/WD/07/013 | Level(Name=L04, Elevation=38750) |  | 2700 + 2400 c. bh
Duct Reheat | L04-ONC-DCU-S028-06 | Consulting Examination Room | 4958871 |  | S&E | AHU/HP/WD/07/003 | Level(Name=L04, Elevation=38750) |  | 2700
Duct Reheat | L04-ONC-DCU-S028-05 | Consulting Examination Room | 4958872 |  | S&E | AHU/HP/WD/07/003 | Level(Name=L04, Elevation=38750) |  | 2700
Duct Reheat | L04-ONC-DCU-S028-04 | Consulting Examination Room | 4958873 |  | S&E | AHU/HP/WD/07/003 | Level(Name=L04, Elevation=38750) |  | 2700
Duct Reheat | L04-ONC-DCU-S028-01 | Consulting Examination Room | 4958874 |  | S&E | AHU/HP/WD/07/003 | Level(Name=L04, Elevation=38750) |  | 2700
| L04-ONC-DHO-S113-05 | WC Bedroom | 4958875 |  | D | AHU/HP/WD/07/004 | Level(Name=L04, Elevation=38750) |  | 2400
| L04-ONC-DHO-S113-08 | WC Bedroom | 4958876 |  | D | AHU/HP/WD/07/004 | Level(Name=L04, Elevation=38750) |  | 2400
Duct Reheat | L04-ONC-DHO-L024-01 | Daycare Bed - Single (with WC) | 4958877 |  | S&E | AHU/HP/WD/07/004 | Level(Name=L04, Elevation=38750) |  | 2700 + 2400 c. bh
| L04-ONC-DHO-S113-06 | WC Bedroom | 4958878 |  | D | AHU/HP/WD/07/004 | Level(Name=L04, Elevation=38750) |  | 2400
Duct Reheat | L04-ONC-DHO-L024-02 | Daycare Bed - Single (with WC) | 4958879 |  | S&E | AHU/HP/WD/07/004 | Level(Name=L04, Elevation=38750) |  | 2700 + 2400 c. bh
Duct Reheat | L04-ONC-DHO-L024-03 | Daycare Bed - Single (with WC) | 4958880 |  | S&E | AHU/HP/WD/07/004 | Level(Name=L04, Elevation=38750) |  | 2700 + 2400 c. bh
| L04-ONC-DHO-S113-07 | WC Bedroom | 4958881 |  | D | AHU/HP/WD/07/004 | Level(Name=L04, Elevation=38750) |  | 2400
| L04-ONC-DHO-S044-02 | Ensuite | 4958882 |  | D | AHU/IS/WD/07/020 | Level(Name=L04, Elevation=38750) | EF/IS/WD/07/020 | 2400
| L04-ONC-DHO-S044-01 | Ensuite | 4958883 |  | D | AHU/IS/WD/07/020 | Level(Name=L04, Elevation=38750) | EF/IS/WD/07/020 | 2400
| L04-ONC-DHO-S001-01 | Airlock | 4958884 |  | S | AHU/IS/WD/07/020 | Level(Name=L04, Elevation=38750) |  | 2400
Duct Reheat | L04-ONC-DHO-L024-05 | Daycare Bed - Isolation | 4958885 |  | N/A | AHU/IS/WD/07/020 | Level(Name=L04, Elevation=38750) |  | 2700 + 2400 c. bh
| L04-ONC-DHO-S001-02 | Airlock | 4958886 |  | S | AHU/IS/WD/07/020 | Level(Name=L04, Elevation=38750) |  | 2400
Duct Reheat | L04-ONC-DHO-L024-06 | Daycare Bed - Isolation | 4958887 |  | N/A | AHU/IS/WD/07/020 | Level(Name=L04, Elevation=38750) |  | 2700 + 2400 c. bh
| L04-ONC-DHO-S001-03 | Airlock | 4958888 |  | S | AHU/IS/WD/07/021 | Level(Name=L04, Elevation=38750) |  | 2400
Duct Reheat | L04-ONC-DHO-L024-07 | Daycare Bed - Isolation | 4958889 |  | N/A | AHU/IS/WD/07/021 | Level(Name=L04, Elevation=38750) |  | 2700 + 2400 c. bh
| L04-ONC-DHO-S001-04 | Airlock | 4958890 |  | S | AHU/IS/WD/07/021 | Level(Name=L04, Elevation=38750) |  | 2400
Duct Reheat | L04-ONC-DHO-L024-08 | Daycare Bed - Isolation | 4958891 |  | N/A | AHU/IS/WD/07/021 | Level(Name=L04, Elevation=38750) |  | 2700 + 2400 c. bh
Duct Reheat | L04-ONC-DCU-U0245-01 | Complementary Therapy Room | 4958892 |  | S&E | AHU/HP/WD/07/004 | Level(Name=L04, Elevation=38750) |  | 2700
Duct Reheat | L04-ONC-DCU-S053-01 | Interview /Dietetic Room | 4958893 |  | S&E | AHU/HP/WD/07/004 | Level(Name=L04, Elevation=38750) |  | 2700
Duct Reheat | L04-ONC-DCU-U0244-01 | Pharmacy Room - Consultation | 4958894 |  | S&E | AHU/HP/WD/07/004 | Level(Name=L04, Elevation=38750) |  | 2700
Duct Reheat | L04-NUT-DC4-S053-01 | Dietetics / MSW Interview Room | 4958895 |  | S&E | AHU/HP/WD/07/004 | Level(Name=L04, Elevation=38750) |  | 2700
Duct Reheat | L04-NUT-INP-S075-01 | Play Area | 4958896 |  | S&E | AHU/HP/WD/07/002 | Level(Name=L04, Elevation=38750) |  | 3200
Duct Reheat | L04-NUT-DRO-U0285-01 | Preparation Room | 4958897 |  | S | AHU/HP/WD/07/002 | Level(Name=L04, Elevation=38750) |  | 2700
Duct Reheat | L04-NUT-INP-S107-01 | Treatment / Minor Procedure Room | 4958898 |  | S&E | AHU/HP/WD/07/002 | Level(Name=L04, Elevation=38750) |  | 2700
Duct Reheat | L04-NUT-INP-S127-02 | Pharmacy Prep + PTS | 4958899 |  | S&E | AHU/HP/WD/07/002 | Level(Name=L04, Elevation=38750) |  | 2700
Duct Reheat | L04-NUT-INP-S014-01 | Bedroom - Single | 4958900 |  | S&E | AHU/HP/WD/07/002 | Level(Name=L04, Elevation=38750) |  | 2700 + 2400 c. bh
| L04-NUT-INP-S044-02 | Ensuite | 4958901 |  | D | AHU/HP/WD/07/002 | Level(Name=L04, Elevation=38750) |  | 2400
Duct Reheat | L04-NUT-INP-S014-02 | Bedroom - Single | 4958902 |  | S&E | AHU/HP/WD/07/002 | Level(Name=L04, Elevation=38750) |  | 2700 + 2400 c. bh
Duct Reheat | L04-NUT-INP-S014-03 | Bedroom - Single | 4958903 |  | S&E | AHU/HP/WD/07/002 | Level(Name=L04, Elevation=38750) |  | 2700 + 2400 c. bh
| L04-NUT-INP-S044-04 | Ensuite | 4958904 |  | D | AHU/HP/WD/07/002 | Level(Name=L04, Elevation=38750) |  | 2400
Duct Reheat | L04-NUT-INP-S014-04 | Bedroom - Single | 4958905 |  | S&E | AHU/HP/WD/07/002 | Level(Name=L04, Elevation=38750) |  | 2700 + 2400 c. bh
Duct Reheat | L04-NUT-INP-S014-05 | Bedroom - Single | 4958906 |  | S&E | AHU/HP/WD/07/002 | Level(Name=L04, Elevation=38750) |  | 2700 + 2400 c. bh
| L04-NUT-INP-S044-05 | Ensuite | 4958907 |  | D | AHU/HP/WD/07/002 | Level(Name=L04, Elevation=38750) |  | 2400
Duct Reheat | L04-NUT-INP-S014-06 | Bedroom - Single | 4958908 |  | S&E | AHU/HP/WD/07/002 | Level(Name=L04, Elevation=38750) |  | 2700 + 2400 c. bh
Duct Reheat | L04-NUT-INP-S013-03 | Bedroom - Single - Isolation with Dialysis | 4958909 |  | N/A | AHU/IS/WD/07/006 | Level(Name=L04, Elevation=38750) |  | 2700 + 2400 c. bh
| L04-NUT-INP-S044-16 | Ensuite | 4958910 |  | D | AHU/IS/WD/07/006 | Level(Name=L04, Elevation=38750) | EF/IS/WD/07/006 | 2400
Duct Reheat | L04-NUT-INP-S013-04 | Bedroom - Single - Isolation with Dialysis | 4958911 |  | N/A | AHU/IS/WD/07/006 | Level(Name=L04, Elevation=38750) |  | 2700 + 2400 c. bh
Duct Reheat | L04-NUT-INP-S013-05 | Bedroom - Single - Isolation with Dialysis | 4958912 |  | N/A | AHU/IS/WD/07/007 | Level(Name=L04, Elevation=38750) |  | 2700 + 2400 c. bh
| L04-NUT-INP-S044-17 | Ensuite | 4958913 |  | D | AHU/IS/WD/07/007 | Level(Name=L04, Elevation=38750) | EF/IS/WD/07/007 | 2400
Duct Reheat | L04-NUT-INP-S013-06 | Bedroom - Single - Isolation with Dialysis | 4958914 |  | N/A | AHU/IS/WD/07/007 | Level(Name=L04, Elevation=38750) |  | 2700 + 2400 c. bh
Duct Reheat | L04-NUT-INP-S013-01 | Bedroom - Single - Isolation Transplant | 4958915 |  | N/A | AHU/IS/WD/07/008 | Level(Name=L04, Elevation=38750) |  | 2700 + 2400 c. bh
| L04-NUT-INP-S044-19 | Ensuite | 4958916 |  | D | AHU/IS/WD/07/008 | Level(Name=L04, Elevation=38750) | EF/IS/WD/07/008 | 2400
Duct Reheat | L04-NUT-INP-S013-02 | Bedroom - Single - Isolation Transplant | 4958917 |  | N/A | AHU/IS/WD/07/008 | Level(Name=L04, Elevation=38750) |  | 2700 + 2400 c. bh
| L04-NUT-INP-S042-01 | Ensuite - Assisted | 4958918 |  | D | AHU/IS/WD/07/008 | Level(Name=L04, Elevation=38750) | EF/IS/WD/07/008 | 2700
| L04-NUT-INP-S001-01 | Airlock | 4958919 |  | S | AHU/IS/WD/07/006 | Level(Name=L04, Elevation=38750) |  | 2400
| L04-NUT-INP-S001-04 | Airlock | 4958920 |  | S | AHU/IS/WD/07/007 | Level(Name=L04, Elevation=38750) |  | 2400
Duct Reheat | L04-NUT-INP-S067-01 | Pantry | 4958921 |  | S&E | AHU/HP/WD/07/002 | Level(Name=L04, Elevation=38750) |  | 2400
| L04-ONC-DHO-U0636-01 | Pharmacy Clinic base (to be located In Haem/Onc Day Unit SOA) | 4958922 |  | S&E | AHU/HP/WD/07/003 | Level(Name=L04, Elevation=38750) |  | 2700
| L04-ONC-INP-S044-28 | Ensuite | 4958923 |  | D | AHU/IS/WD/07/013 | Level(Name=L04, Elevation=38750) | EF/IS/WD/07/013 | 2400
Duct Reheat | L04-ONC-INP-S059-01 | MDT Therapy Room - Small | 4958924 |  | S&E | AHU/HP/WD/07/003 | Level(Name=L04, Elevation=38750) |  | 2700
Duct Reheat | L04-ONC-DHO-L041-02 | Haemophilia Single Bays | 4958925 |  | S&E | AHU/HP/WD/07/004 | Level(Name=L04, Elevation=38750) |  | 2700 + 2400 c. bh
Duct Reheat | L04-ONC-DHO-L041-01 | Haemophilia Single Bays | 4958926 |  | S&E | AHU/HP/WD/07/004 | Level(Name=L04, Elevation=38750) |  | 2700 + 2400 c. bh
Duct Reheat | L04-ONC-DHO-L047-03 | Malignant Haematology/Oncology Day Bays | 4958927 |  | S&E | AHU/HP/WD/07/004 | Level(Name=L04, Elevation=38750) |  | 2700 + 2400 c. bh
Duct Reheat | L04-ONC-DHO-L047-04 | Malignant Haematology/Oncology Day Bays | 4958928 |  | S&E | AHU/HP/WD/07/004 | Level(Name=L04, Elevation=38750) |  | 2700 + 2400 c. bh
Duct Reheat | L04-NUT-DC4-S028-03 | Consulting Examination Room | 4958929 |  | S&E | AHU/HP/WD/07/004 | Level(Name=L04, Elevation=38750) |  | 2700
Duct Reheat | L04-NUT-SNU-S108-01 | Treatment Room - Share with Renal dialysis/Day Infusion Therapy/OPD | 4958930 |  | S&E | AHU/HP/WD/07/004 | Level(Name=L04, Elevation=38750) |  | 2700
| L04-ONC-INP-S025-01 | Cleaners Room | 4958931 |  | D | AHU/HP/WD/07/003 | Level(Name=L04, Elevation=38750) |  | 2400
Duct Reheat | L04-ONC-DHO-S122-06 | Non Malignant | 4958932 |  | S&E | AHU/HP/WD/07/003 | Level(Name=L04, Elevation=38750) |  | 2700 + 2400 c. bh
Duct Reheat | L04-ONC-DHO-S122-05 | Non Malignant | 4958933 |  | S&E | AHU/HP/WD/07/003 | Level(Name=L04, Elevation=38750) |  | 2700 + 2400 c. bh
Duct Reheat | L04-ONC-DHO-S122-04 | Non Malignant | 4958934 |  | S&E | AHU/HP/WD/07/003 | Level(Name=L04, Elevation=38750) |  | 2700 + 2400 c. bh
Duct Reheat | L04-ONC-DHO-S122-03 | Non Malignant | 4958935 |  | S&E | AHU/HP/WD/07/003 | Level(Name=L04, Elevation=38750) |  | 2700 + 2400 c. bh
Duct Reheat | L04-ONC-DHO-S122-02 | Non Malignant | 4958936 |  | S&E | AHU/HP/WD/07/003 | Level(Name=L04, Elevation=38750) |  | 2700 + 2400 c. bh
Duct Reheat | L04-ONC-DHO-S122-01 | Non Malignant | 4958937 |  | S&E | AHU/HP/WD/07/003 | Level(Name=L04, Elevation=38750) |  | 2700 + 2400 c. bh
Duct Reheat | L04-ONC-INP-S068-01 | Patient / Family Dining | 4958938 |  | S&E | AHU/HP/WD/07/003 | Level(Name=L04, Elevation=38750) |  | 2700
| L04-ONC-INP-U1115-01 | BMTU Airlock | 4958939 |  | background S&E | AHU/HP/WD/07/003 | Level(Name=L04, Elevation=38750) |  | 2400
| L04-ONC-INP-S001-06 | Airlock | 4958940 |  | S | AHU/IS/WD/07/013 | Level(Name=L04, Elevation=38750) |  | 2400
Duct Reheat | L04-NUT-DC4-S052-02 | Infusion Bays | 4958941 |  | S&E | AHU/HP/WD/07/004 | Level(Name=L04, Elevation=38750) |  | 2700 + 2400 c. bh
Duct Reheat | L04-NUT-DC4-S052-04 | Infusion Bays | 4958942 |  | S&E | AHU/HP/WD/07/004 | Level(Name=L04, Elevation=38750) |  | 2700 + 2400 c. bh
Duct Reheat | L04-ONC-DHO-S108-01 | Treatment Room - Apheresis | 4958943 |  | S&E | AHU/HP/WD/07/003 | Level(Name=L04, Elevation=38750) |  | 2700
Duct Reheat | L04-ONC-DCU-L045-01 | Isolation Room BMT | 4958944 |  | N/A | AHU/IS/WD/07/019 | Level(Name=L04, Elevation=38750) |  | 2700 + 2400 c. bh
| L04-ONC-DCU-S120-01 | Lobby | 4958945 |  | S | AHU/IS/WD/07/019 | Level(Name=L04, Elevation=38750) |  | 2400
| L04-ONC-DCU-S044-01 | Ensuite | 4958946 |  | D | AHU/IS/WD/07/019 | Level(Name=L04, Elevation=38750) | EF/IS/WD/07/019 | 2400
| L04-ONC-DCU-S120-02 | Lobby | 4958947 |  | S | AHU/IS/WD/07/019 | Level(Name=L04, Elevation=38750) |  | 2400
| L04-ONC-DCU-S044-02 | Ensuite | 4958948 |  | D | AHU/IS/WD/07/019 | Level(Name=L04, Elevation=38750) | EF/IS/WD/07/019 | 2400
Duct Reheat | L04-ONC-DCU-S029-01 | Consulting Examination Room - Large | 4958949 |  | S&E | AHU/HP/WD/07/003 | Level(Name=L04, Elevation=38750) |  | 2700
Duct Reheat | L04-ONC-DCU-L045-02 | Isolation Room BMT | 4958950 |  | N/A | AHU/IS/WD/07/019 | Level(Name=L04, Elevation=38750) |  | 2700 + 2400 c. bh
| L04-ONC-DCU-S105-01 | Sub Wait | 4958951 |  | S&E | AHU/HP/WD/07/003 | Level(Name=L04, Elevation=38750) |  | 2400
Duct Reheat | L04-ONC-DHO-S128-01 | Phlebotomy Room | 4958952 |  | S&E | AHU/HP/WD/07/004 | Level(Name=L04, Elevation=38750) |  | 2700
Duct Reheat | L04-ONC-DHO-L024-04 | Daycare Bed - Single (with WC) | 4958953 |  | S&E | AHU/HP/WD/07/004 | Level(Name=L04, Elevation=38750) |  | 2700 + 2400 c. bh
Duct Reheat | L04-NUT-DC4-S028-02 | Consulting Examination Room | 4958954 |  | S&E | AHU/HP/WD/07/004 | Level(Name=L04, Elevation=38750) |  | 2700
Duct Reheat | L04-NUT-DC4-S028-01 | Consulting Examination Room | 4958955 |  | S&E | AHU/HP/WD/07/004 | Level(Name=L04, Elevation=38750) |  | 2700
Duct Reheat | L04-NUT-SNU-S147-01 | Waiting - Shared with OPD and Day Care and Dialysis | 4958956 |  | S&E | AHU/HP/WD/07/004 | Level(Name=L04, Elevation=38750) |  | 2700
Duct Reheat | L04-NUT-DC4-S053-02 | Dietetics / MSW Interview Room | 4958957 |  | S&E | AHU/HP/WD/07/004 | Level(Name=L04, Elevation=38750) |  | 2700
Duct Reheat | L04-NUT-DC4-S064-01 | Nurse Led Drop in Room | 4958958 |  | S&E | AHU/HP/WD/07/004 | Level(Name=L04, Elevation=38750) |  | 2700
Duct Reheat | L04-NUT-DC4-S052-01 | Infusion Bays | 4958959 |  | S&E | AHU/HP/WD/07/004 | Level(Name=L04, Elevation=38750) |  | 2700
| L04-ONC-INP-S005-01 | Assisted Bathroom | 4958960 |  | D | AHU/HP/WD/07/003 | Level(Name=L04, Elevation=38750) |  | 2700
Radiant Panel | L04-ONC-INP-S139-01 | Store | 4958961 |  | E | AHU/HP/WD/07/003 | Level(Name=L04, Elevation=38750) |  | 2400
Duct Reheat | L04-ONC-INP-S072-02 | Pharmacy Prep Room | 4958962 |  | S&E | AHU/HP/WD/07/003 | Level(Name=L04, Elevation=38750) |  | 2700
| L04-ONC-INP-S114-03 | WC - Staff | 4958963 |  | D | AHU/HP/WD/07/003 | Level(Name=L04, Elevation=38750) |  | 2400
| L04-ONC-INP-S114-01 | WC - Staff | 4958964 |  | D | AHU/HP/WD/07/003 | Level(Name=L04, Elevation=38750) |  | 2400
Duct Reheat | L04-ONC-INP-S068-02 | Patient / Family Dining | 4958965 |  | S&E | AHU/HP/WD/07/001 | Level(Name=L04, Elevation=38750) |  | 3200
Duct Reheat | L04-ONC-INP-S076-01 | Play Area | 4958966 |  | S&E | AHU/HP/WD/07/001 | Level(Name=L04, Elevation=38750) |  | 2700
Duct Reheat | L04-ONC-INP-S013-01 | Bedroom - Single - Isolation | 4958967 |  | N/A | AHU/IS/WD/07/001 | Level(Name=L04, Elevation=38750) |  | 2700 + 2400 c. bh
| L04-ONC-INP-S044-15 | Ensuite | 4958968 |  | D | AHU/IS/WD/07/001 | Level(Name=L04, Elevation=38750) | EF/IS/WD/07/001 | 2400
Duct Reheat | L04-ONC-INP-S013-02 | Bedroom - Single - Isolation | 4958969 |  | N/A | AHU/IS/WD/07/001 | Level(Name=L04, Elevation=38750) |  | 2700 + 2400 c. bh
Duct Reheat | L04-ONC-INP-S014-01 | Malignant Haematology/Oncology Bedrooms- Single | 4958970 |  | S&E | AHU/HP/WD/07/001 | Level(Name=L04, Elevation=38750) |  | 2700 + 2400 c. bh
| L04-ONC-INP-S044-02 | Ensuite | 4958971 |  | D | AHU/HP/WD/07/001 | Level(Name=L04, Elevation=38750) |  | 2400
Duct Reheat | L04-ONC-INP-S014-02 | Malignant Haematology/Oncology Bedrooms- Single | 4958972 |  | S&E | AHU/HP/WD/07/001 | Level(Name=L04, Elevation=38750) |  | 2700 + 2400 c. bh
Duct Reheat | L04-ONC-INP-S014-03 | Malignant Haematology/Oncology Bedrooms- Single | 4958973 |  | S&E | AHU/HP/WD/07/001 | Level(Name=L04, Elevation=38750) |  | 2700 + 2400 c. bh
| L04-ONC-INP-S044-03 | Ensuite | 4958974 |  | D | AHU/HP/WD/07/001 | Level(Name=L04, Elevation=38750) |  | 2400
Duct Reheat | L04-ONC-INP-S014-04 | Malignant Haematology/Oncology Bedrooms- Single | 4958975 |  | S&E | AHU/HP/WD/07/001 | Level(Name=L04, Elevation=38750) |  | 2700 + 2400 c. bh
Duct Reheat | L04-ONC-INP-S014-05 | Malignant Haematology/Oncology Bedrooms- Single | 4958976 |  | S&E | AHU/HP/WD/07/001 | Level(Name=L04, Elevation=38750) |  | 2700 + 2400 c. bh
| L04-ONC-INP-S044-18 | Ensuite | 4958977 |  | D | AHU/HP/WD/07/001 | Level(Name=L04, Elevation=38750) |  | 2400
Duct Reheat | L04-ONC-INP-S014-15 | Bedroom - Single | 4958978 |  | S&E | AHU/HP/WD/07/001 | Level(Name=L04, Elevation=38750) |  | 2700 + 2400 c. bh
Duct Reheat | L04-ONC-INP-S014-16 | Bedroom - Single | 4958979 |  | S&E | AHU/HP/WD/07/001 | Level(Name=L04, Elevation=38750) |  | 2700 + 2400 c. bh
| L04-ONC-INP-S044-19 | Ensuite | 4958980 |  | D | AHU/HP/WD/07/001 | Level(Name=L04, Elevation=38750) |  | 2400
| L04-ONC-INP-S112-01 | WC - Assisted with Baby Change | 4958981 |  | D | AHU/HP/WD/07/001 | Level(Name=L04, Elevation=38750) |  | 2400
Duct Reheat | L04-ONC-DHO-S090-03 | Sub Base | 4958982 |  | S&E | AHU/HP/WD/07/003 | Level(Name=L04, Elevation=38750) |  | 2700 + 2400
Duct Reheat | L04-ONC-INP-S134-01 | School Classroom (to be allocated from School SOA) | 4958983 |  | S&E | AHU/HP/WD/07/003 | Level(Name=L04, Elevation=38750) |  | 2700
Duct Reheat | L04-ONC-DCU-S108-01 | Treatment Room | 4958984 |  | S&E | AHU/HP/WD/07/003 | Level(Name=L04, Elevation=38750) |  | 2700
Duct Reheat | L04-ONC-INP-U1269-01 | Wkst - 4P | 4958985 |  | S&E | AHU/HP/WD/07/003 | Level(Name=L04, Elevation=38750) |  | 2700
Duct Reheat | L04-ONC-DCU-S027-01 | Clinical Measurement | 4958986 |  | S&E | AHU/HP/WD/07/003 | Level(Name=L04, Elevation=38750) |  | 2700
| L04-NUT-SNU-S111-03 | WC - Assisted shared with OPD and Day Care and Dialysis | 4958987 |  | D | AHU/HP/WD/07/004 | Level(Name=L04, Elevation=38750) |  | 2400
| L04-NUT-DRO-S044-02 | Ensuite | 4958988 |  | D | AHU/IS/WD/07/009 | Level(Name=L04, Elevation=38750) | EF/IS/WD/07/009 | 2400
Duct Reheat | L04-NUT-DRO-L091-01 | Bed Bays -Renal Dialysis Haemodialysis (4 bed Bays) | 4958989 |  | S&E | AHU/HP/WD/07/002 | Level(Name=L04, Elevation=38750) |  | 2700 + 2400 c. bh
Duct Reheat | L04-NUT-DRO-L091-02 | Bed Bays -Renal Dialysis Haemodialysis (4 bed Bays) | 4958990 |  | S&E | AHU/HP/WD/07/002 | Level(Name=L04, Elevation=38750) |  | 2700 + 2400 c. bh
Duct Reheat | L04-NUT-DRO-L091-03 | Bed Bays -Renal Dialysis Haemodialysis (4 bed Bays) | 4958991 |  | S&E | AHU/HP/WD/07/002 | Level(Name=L04, Elevation=38750) |  | 2700 + 2400 c. bh
Duct Reheat | L04-NUT-DRO-L091-04 | Bed Bays -Renal Dialysis Haemodialysis (4 bed Bays) | 4958992 |  | S&E | AHU/HP/WD/07/002 | Level(Name=L04, Elevation=38750) |  | 2700 + 2400 c. bh
| L04-NUT-DRO-S044-01 | Ensuite | 4958993 |  | D | AHU/IS/WD/07/009 | Level(Name=L04, Elevation=38750) | EF/IS/WD/07/009 | 2400
| L04-NUT-DRO-S001-01 | Airlock | 4958994 |  | S | AHU/IS/WD/07/009 | Level(Name=L04, Elevation=38750) |  | 2400
| L04-NUT-DRO-S001-02 | Airlock | 4958995 |  | S | AHU/IS/WD/07/009 | Level(Name=L04, Elevation=38750) |  | 2400
Duct Reheat | L04-NUT-DRO-L083-02 | Single Rooms (2 x Isolation - enclosed with accessible ensuite ) | 4958996 |  | N/A | AHU/IS/WD/07/009 | Level(Name=L04, Elevation=38750) |  | 2700 + 2400 c. bh
Duct Reheat | L04-ONC-INP-S036-03 | Dirty Utility | 4958997 |  | D | AHU/HP/WD/07/001 | Level(Name=L04, Elevation=38750) |  | 2700
| L04-ONC-INP-S049-01 | Hub (Printing and Scanning) | 4958998 |  | E | AHU/HP/WD/07/001 | Level(Name=L04, Elevation=38750) |  | 2700 + 2400
Duct Reheat | L04-ONC-INP-S093-03 | Staff Base (1 per Cluster) | 4958999 |  | S&E | AHU/HP/WD/07/001 | Level(Name=L04, Elevation=38750) |  | 2700 + 2400
Duct Reheat | L04-ONC-INP-S115-06 | Nursing Team Wkst | 4959000 |  | S&E | AHU/HP/WD/07/001 | Level(Name=L04, Elevation=38750) |  | 2700 + 2400
Duct Reheat | L04-ONC-INP-S013-03 | Bedroom - Single - Isolation | 4959001 |  | N/A | AHU/IS/WD/07/002 | Level(Name=L04, Elevation=38750) |  | 2700 + 2400 c. bh
Duct Reheat | L04-ONC-INP-S014-11 | Malignant Haematology/Oncology Bedrooms- Single | 4959002 |  | S&E | AHU/HP/WD/07/001 | Level(Name=L04, Elevation=38750) |  | 2700 + 2400 c. bh
Duct Reheat | L04-ONC-INP-S014-10 | Malignant Haematology/Oncology Bedrooms- Single | 4959003 |  | S&E | AHU/HP/WD/07/001 | Level(Name=L04, Elevation=38750) |  | 2700 + 2400 c. bh
Duct Reheat | L04-ONC-INP-S014-07 | Malignant Haematology/Oncology Bedrooms- Single | 4959004 |  | S&E | AHU/HP/WD/07/001 | Level(Name=L04, Elevation=38750) |  | 2700 + 2400 c. bh
Duct Reheat | L04-ONC-INP-S014-06 | Malignant Haematology/Oncology Bedrooms- Single | 4959005 |  | S&E | AHU/HP/WD/07/001 | Level(Name=L04, Elevation=38750) |  | 2700 + 2400 c. bh
Duct Reheat | L04-NUT-INP-S014-09 | Bedroom - Single | 4959006 |  | S&E | AHU/HP/WD/07/002 | Level(Name=L04, Elevation=38750) |  | 2700 + 2400 c. bh
Duct Reheat | L04-NUT-INP-S014-08 | Bedroom - Single | 4959007 |  | S&E | AHU/HP/WD/07/002 | Level(Name=L04, Elevation=38750) |  | 2700 + 2400 c. bh
Duct Reheat | L04-NUT-INP-S014-13 | Bedroom - Single | 4959008 |  | S&E | AHU/HP/WD/07/002 | Level(Name=L04, Elevation=38750) |  | 2700 + 2400 c. bh
Duct Reheat | L04-NUT-INP-S014-12 | Bedroom - Single | 4959009 |  | S&E | AHU/HP/WD/07/002 | Level(Name=L04, Elevation=38750) |  | 2700 + 2400 c. bh
Duct Reheat | L04-ONC-INP-S014-19 | Bedroom - Single | 4959010 |  | S&E | AHU/HP/WD/07/003 | Level(Name=L04, Elevation=38750) |  | 2700 + 2400 c. bh
Duct Reheat | L04-ONC-INP-S014-20 | Bedroom - Single | 4959011 |  | S&E | AHU/HP/WD/07/003 | Level(Name=L04, Elevation=38750) |  | 2700 + 2400 c. bh
| L04-MAI-RET-S113-01 | WC - Public | 4959012 |  | D | AHU/GN/WD/07/002 | Level(Name=L04, Elevation=38750) |  | 2400
| L04-MAI-RET-S113-02 | WC - Public | 4959013 |  | D | AHU/GN/WD/07/002 | Level(Name=L04, Elevation=38750) |  | 2400
| L04-MAI-RET-S109-01 | WC - Accessible | 4959014 |  | D | AHU/GN/WD/07/002 | Level(Name=L04, Elevation=38750) |  | 2400
FCU | L04-MAI-RET-U1286-01 | Servery | 4959015 |  | D | AHU/GN/WD/07/002 | Level(Name=L04, Elevation=38750) |  | 2700
| L04-ONC-INP-U1614-01 | Shower - Staff | 4959016 |  | D | AHU/HP/WD/07/003 | Level(Name=L04, Elevation=38750) |  | 2400
| L04-ONC-INP-U1613-01 | WC - Staff | 4959017 |  | D | AHU/HP/WD/07/003 | Level(Name=L04, Elevation=38750) |  | 2400
| L04-NUT-INP-S080-02 | Prepared Feeds/ Breast Milk Store | 4959018 |  | S&E | AHU/HP/WD/07/002 | Level(Name=L04, Elevation=38750) |  | 2400
Radiant Panel | L04-NUT-INP-S139-04 | Store | 4959019 |  | E | AHU/HP/WD/07/004 | Level(Name=L04, Elevation=38750) |  | 2400
| L04-NUT-DHO-S152-01 | Wash Hand Basins | 4959020 |  | S&E |  | Level(Name=L04, Elevation=38750) |  | 2400
| L04-ONC-INP-S152-01 | Wash Hand Basins | 4959021 |  | S&E | AHU/HP/WD/07/003 | Level(Name=L04, Elevation=38750) |  | 2400
Duct Reheat | L04-ONC-INP-S014-14 | Malignant Haematology/Oncology Bedrooms- Single | 4959022 |  | S&E | AHU/HP/WD/07/001 | Level(Name=L04, Elevation=38750) |  | 2700 + 2400 c. bh
| L04-ONC-INP-S152-05 | Wash Hand Basins | 4959023 |  | S&E | AHU/HP/WD/07/001 | Level(Name=L04, Elevation=38750) |  | 2400
| L04-ONC-INP-S152-04 | Wash Hand Basins | 4959024 |  | S&E |  | Level(Name=L04, Elevation=38750) |  | 2400
| L04-ONC-INP-S152-03 | Wash Hand Basins | 4959025 |  | S&E | AHU/HP/WD/07/001 | Level(Name=L04, Elevation=38750) |  | 2400
| L04-NUT-INP-S152-02 | Wash Hand Basins | 4959026 |  | S&E |  | Level(Name=L04, Elevation=38750) |  | 2400
| L04-NUT-INP-S152-03 | Wash Hand Basins | 4959027 |  | S&E |  | Level(Name=L04, Elevation=38750) |  | 2400
| L04-ONC-INP-S001-03 | Airlock | 4959028 |  | S | AHU/IS/WD/07/002 | Level(Name=L04, Elevation=38750) |  | 2400
Duct Reheat | L04-ONC-INP-S023-03 | Clean Utility | 4959029 |  | S | AHU/HP/WD/07/001 | Level(Name=L04, Elevation=38750) |  | 2700
| L04-ONC-INP-S056-04 | Bay - Linen (one per Cluster) | 4959030 |  | E | AHU/HP/WD/07/001 | Level(Name=L04, Elevation=38750) |  | 2400
| L04-ONC-INP-S113-01 | WC - Public | 4959031 |  | D | AHU/HP/WD/07/002 | Level(Name=L04, Elevation=38750) |  | 2400
Duct Reheat | L04-NUT-INP-S014-14 | Bedroom - Single | 4959032 |  | S&E | AHU/HP/WD/07/002 | Level(Name=L04, Elevation=38750) |  | 2700 + 2400 c. bh
Radiant Panel | L04-NUT-CIR-C001-10 | Corridor | 4959033 |  | balanced S&E | AHU/HP/WD/07/004 | Level(Name=L04, Elevation=38750) |  | 2400
Radiant Panel | L04-ONC-CIR-C001-10 | Corridor | 4959034 |  | balanced S&E | AHU/HP/WD/07/003 | Level(Name=L04, Elevation=38750) |  | 2400
Duct Reheat | L04-ONC-INP-S093-01 | Staff Base (1 per Cluster) | 4959035 |  | S&E | AHU/HP/WD/07/001 | Level(Name=L04, Elevation=38750) |  | 2700 + 2400
Duct Reheat | L04-ONC-INP-S143-01 | Reception | 4959036 |  | S&E | AHU/HP/WD/07/004 | Level(Name=L04, Elevation=38750) |  | 2700 + 2400
Radiant Panel | L04-NUT-CIR-C001-04 | Corridor | 4959037 |  | balanced S&E | AHU/HP/WD/07/004 | Level(Name=L04, Elevation=38750) |  | 2400
Duct Reheat | L04-NUT-SNU-S053-01 | Inpatient Interview Room - Shared Renal Dialysis /Inpatient Unit | 4959038 |  | S&E | AHU/HP/WD/07/004 | Level(Name=L04, Elevation=38750) |  | 2700
Duct Reheat | L04-NUT-DC4-S052-03 | Infusion Bays | 4959039 |  | S&E | AHU/HP/WD/07/004 | Level(Name=L04, Elevation=38750) |  | 2700 + 2400 c. bh
Duct Reheat | L04-ONC-INP-U1268-01 | Wkst - 3P | 4959040 |  | S&E | AHU/HP/WD/07/004 | Level(Name=L04, Elevation=38750) |  | 2700
| L04-NUT-DC4-S044-01 | Ensuite | 4959041 |  | D | AHU/HP/WD/07/004 | Level(Name=L04, Elevation=38750) |  | 2400
Duct Reheat | L04-NUT-DC4-S093-01 | Staff Base | 4959042 |  | S&E | AHU/HP/WD/07/004 | Level(Name=L04, Elevation=38750) |  | 2700 + 2400
Duct Reheat | L04-ONC-INP-S036-01 | Dirty Utility | 4959043 |  | D | AHU/HP/WD/07/003 | Level(Name=L04, Elevation=38750) |  | 2700
Radiant Panel | L04-ONC-INP-S002-01 | Airlock BMTU | 4959044 |  | S | AHU/HP/WD/07/003 | Level(Name=L04, Elevation=38750) |  | 2400
Radiant Panel | L04-ONC-CIR-C001-11 | Corridor | 4959045 |  | background S&E | AHU/HP/WD/07/003 | Level(Name=L04, Elevation=38750) |  | 2400
| L04-ONC-DCU-S002-01 | Airlock BMT OPD | 4959046 |  | background S&E | AHU/HP/WD/07/003 | Level(Name=L04, Elevation=38750) |  | 2400
Radiant Panel | L04-NUT-INP-S139-02 | Store | 4959047 |  | E | AHU/HP/WD/07/004 | Level(Name=L04, Elevation=38750) |  | 2400
Duct Reheat | L04-ONC-INP-S069-01 | Assessment Room - ED Triage | 4959048 |  | S&E | AHU/HP/WD/07/001 | Level(Name=L04, Elevation=38750) |  | 2700
| L04-ONC-INP-S152-02 | Wash Hand Basins | 4959049 |  | S&E |  | Level(Name=L04, Elevation=38750) |  | 2400
Radiant Panel | L04-NUT-INP-S012-01 | Bed Pram Cot Storage | 4959050 |  | E | AHU/HP/WD/07/002 | Level(Name=L04, Elevation=38750) |  | 2700
| L04-NUT-INP-S114-02 | WC - Staff | 4959051 |  | D | AHU/HP/WD/07/002 | Level(Name=L04, Elevation=38750) |  | 2400
| L04-NUT-SNU-S111-01 | WC - Assisted shared with OPD and Day Care and Dialysis | 4959052 |  | D | AHU/HP/WD/07/004 | Level(Name=L04, Elevation=38750) |  | 2400
| L04-NUT-SNU-S113-02 | WC - Public - Shared with OPD and Day Care and Dialysis | 4959053 |  | D | AHU/HP/WD/07/004 | Level(Name=L04, Elevation=38750) |  | 2400
| L04-NUT-SNU-S113-01 | WC - Public - Shared with OPD and Day Care and Dialysis | 4959054 |  | D | AHU/HP/WD/07/004 | Level(Name=L04, Elevation=38750) |  | 2400
| L04-ONC-DHO-S025-01 | Cleaners Room | 4959055 |  | D | AHU/HP/WD/07/004 | Level(Name=L04, Elevation=38750) |  | 2400
Radiant Panel | L04-NUT-CIR-C001-01 | Corridor | 4959056 |  | balanced S | AHU/HP/WD/07/004 | Level(Name=L04, Elevation=38750) |  | 2400
Duct Reheat | L04-NUT-SNU-S143-01 | Reception - Shared with OPD and Day Care and Dialysis | 4959057 |  | S&E | AHU/HP/WD/07/004 | Level(Name=L04, Elevation=38750) |  | 2700 + 2400
Duct Reheat | L04-ONC-DHO-S023-01 | Clean Utility (shared with the Haematology/Oncology OPD) | 4959058 |  | S | AHU/HP/WD/07/004 | Level(Name=L04, Elevation=38750) |  | 2700
| L04-ONC-DHO-S113-03 | WC - Public | 4959059 |  | D | AHU/HP/WD/07/004 | Level(Name=L04, Elevation=38750) |  | 2400
Duct Reheat | L04-ONC-DHO-S060-01 | MDT Therapy Room | 4959060 |  | S&E | AHU/HP/WD/07/004 | Level(Name=L04, Elevation=38750) |  | 2700
Duct Reheat | L04-ONC-INP-S067-02 | Kitchen | 4959061 |  | S&E | AHU/HP/WD/07/004 | Level(Name=L04, Elevation=38750) |  | 2400
| L04-ONC-DHO-S113-01 | WC - Public | 4959062 |  | D | AHU/HP/WD/07/004 | Level(Name=L04, Elevation=38750) |  | 2400
Duct Reheat | L04-ONC-DHO-S051-01 | Infant Feeding Room | 4959063 |  | S&E | AHU/HP/WD/07/004 | Level(Name=L04, Elevation=38750) |  | 2400
Duct Reheat | L04-ONC-DCU-S064-01 | Nurse Drop In Room | 4959064 |  | S&E | AHU/HP/WD/07/003 | Level(Name=L04, Elevation=38750) |  | 2700
Duct Reheat | L04-ONC-INP-S107-01 | Treatment / Minor Procedure Room | 4959065 |  | S&E | AHU/HP/WD/07/003 | Level(Name=L04, Elevation=38750) |  | 2700
Radiant Panel | L04-NUT-INP-S094-01 | Staff Lounge/Beverage Bay with Lockers ( Shared with 1x24 bed IP Unit) | 4959067 |  | S&E | AHU/HP/WD/07/004 | Level(Name=L04, Elevation=38750) |  | 2700
| L04-NUT-INP-S049-01 | Hub (Printing and Scanning) | 4959068 |  | E | AHU/HP/WD/07/004 | Level(Name=L04, Elevation=38750) |  | 2700
Duct Reheat | L04-NUT-INP-S134-01 | School Classroom (to be allocated from School SOA) | 4959069 |  | S&E | AHU/HP/WD/07/004 | Level(Name=L04, Elevation=38750) |  | 2700
Duct Reheat | L04-NUT-INP-S076-01 | Play Area | 4959070 |  | S&E | AHU/HP/WD/07/004 | Level(Name=L04, Elevation=38750) |  | 2700
Duct Reheat | L04-ONC-INP-S014-17 | Bedroom - Single | 4959072 |  | S&E | AHU/HP/WD/07/001 | Level(Name=L04, Elevation=38750) |  | 2700 + 2400 c. bh
Duct Reheat | L04-ONC-INP-S013-05 | Bedroom - Single - Isolation | 4959073 |  | N/A | AHU/IS/WD/07/005 | Level(Name=L04, Elevation=38750) |  | 2700 + 2400 c. bh
Radiant Panel | L04-CIR-CIR-C004-01 | Hospital Street Shared Corridor (Between Departments) | 4959074 |  | background S&E | AHU/HP/WD/07/003 | Level(Name=L04, Elevation=38750) |  | 2900
| L04-CIR-CIR-C004-01 | Hospital Street Shared Corridor (Between Departments) | 4959078 |  | S&E | AHU/HP/WD/07/003 | Level(Name=L04, Elevation=38750) |  | 2900
Duct Reheat | L04-NUT-INP-S022-01 | Clean Delivery Hub | 4959079 |  | S | AHU/HP/WD/07/002 | Level(Name=L04, Elevation=38750) |  | 2700
FCU | L04-NUT-INP-U1155-01-2 | MDT wkst for OPD and Renal Dialysis | 4959081 |  | FCU | AHU/HP/WD/07/004 | Level(Name=L04, Elevation=38750) |  | 2700
Duct Reheat | L04-ONC-DCU-S147-02 | Waiting area + Play area | 4959082 |  | S&E | AHU/HP/WD/07/003 | Level(Name=L04, Elevation=38750) |  | 3200
Radiant Panel | L04-NUT-CIR-C001-02 | Corridor | 4959083 |  | S&E | AHU/HP/WD/07/004 | Level(Name=L04, Elevation=38750) |  | N/A
FCU | L04-MAI-RET-L010-01 | Café with Production; Servery Storage and Seating | 4959085 |  | NV |  | Level(Name=L04, Elevation=38750)
FCU | L04-MAI-RET-L010-02 | Café with Production; Servery Storage and Seating | 4959086 |  | NV |  | Level(Name=L04, Elevation=38750)
| L04-NUT-INP-S037-01 | Disposal Hold | 4959087 |  | D | AHU/HP/WD/07/004 | Level(Name=L04, Elevation=38750) |  | 2700
Duct Reheat | L04-ONC-DCU-S028-03 | Consulting Examination Room | 4959088 |  | S&E | AHU/HP/WD/07/003 | Level(Name=L04, Elevation=38750) |  | 2700
Duct Reheat | L04-ONC-DCU-S028-02 | Consulting Examination Room | 4959089 |  | S&E | AHU/HP/WD/07/003 | Level(Name=L04, Elevation=38750) |  | 2700
| L04-ONC-INP-S025-02 | Cleaners Room | 4959090 |  | D | AHU/HP/WD/07/003 | Level(Name=L04, Elevation=38750) |  | 2400
Duct Reheat | L04-ONC-DCU-S060-01 | MDT Therapy Room (Share with Day Care ) | 4959091 |  | S&E | AHU/HP/WD/07/003 | Level(Name=L04, Elevation=38750) |  | 2700
Duct Reheat | L04-ONC-INP-S023-04 | Clean Utility | 4959092 |  | S | AHU/HP/WD/07/003 | Level(Name=L04, Elevation=38750) |  | 2700
| L04-ONC-INP-S056-01 | Bay - Linen | 4959093 |  | E | AHU/HP/WD/07/003 | Level(Name=L04, Elevation=38750) |  | 2400
| L04-ONC-DCU-S109-02 | WC - Accessible | 4959094 |  | D | AHU/HP/WD/07/003 | Level(Name=L04, Elevation=38750) |  | 2400
| L04-ONC-INP-S044-31 | Ensuite | 4959095 |  | D | AHU/IS/WD/07/014 | Level(Name=L04, Elevation=38750) | EF/IS/WD/07/014 | 2400
Duct Reheat | L04-ONC-INP-S023-01 | Clean Utility/ Pharmacy Prep | 4959096 |  | S | AHU/HP/WD/07/003 | Level(Name=L04, Elevation=38750) |  | 2700
Duct Reheat | L04-ONC-INP-S060-01 | MDT Therapy Room | 4959097 |  | S&E | AHU/HP/WD/07/003 | Level(Name=L04, Elevation=38750) |  | 2700
Duct Reheat | L04-ONC-DHO-S053-02 | Counselling Room | 4959098 |  | S&E | AHU/HP/WD/07/003 | Level(Name=L04, Elevation=38750) |  | 2700
Duct Reheat | L04-ONC-INP-U1117-01 | Clean Diet Kitchenette | 4959099 |  | S&E | AHU/HP/WD/07/003 | Level(Name=L04, Elevation=38750) |  | 2400
| L04-ONC-INP-S056-05 | Linen | 4959100 |  | E | AHU/HP/WD/07/003 | Level(Name=L04, Elevation=38750) |  | 2400
Radiant Panel | L04-ONC-INP-S012-01 | Bed Pram Cot Storage | 4959101 |  | E | AHU/HP/WD/07/003 | Level(Name=L04, Elevation=38750) |  | 2700
Radiant Panel | L04-ONC-INP-S094-01 | Staff Lounge/Beverage Bay with Lockers | 4959102 |  | S&E | AHU/HP/WD/07/003 | Level(Name=L04, Elevation=38750) |  | 2700
Duct Reheat | L04-ONC-INP-S134-02 | School Classroom (to be allocated from School SOA) | 4959103 |  | S&E | AHU/HP/WD/07/003 | Level(Name=L04, Elevation=38750) |  | 2700
Radiant Panel | L04-ONC-INP-S139-03 | Store | 4959104 |  | E | AHU/HP/WD/07/003 | Level(Name=L04, Elevation=38750) |  | 2700
Duct Reheat | L04-ONC-DCU-S023-01 | Clean Utility | 4959105 |  | S | AHU/HP/WD/07/003 | Level(Name=L04, Elevation=38750) |  | 2700
Duct Reheat | L04-ONC-DCU-S036-01 | Dirty Utility | 4959106 |  | D | AHU/HP/WD/07/003 | Level(Name=L04, Elevation=38750) |  | 2700
Duct Reheat | L04-ONC-DHO-U0276-01 | Pharmacy Research Office | 4959107 |  | S&E | AHU/HP/WD/07/004 | Level(Name=L04, Elevation=38750) |  | 2700
Duct Reheat | L04-ONC-DHO-S106-01 | Treatment / Minor Procedure Room - Large | 4959108 |  | S&E | AHU/HP/WD/07/004 | Level(Name=L04, Elevation=38750) |  | 2700
| L04-NUT-SNU-S114-01 | WC - Staff shared with OPD; Day Care and Dialysis | 4959109 |  | D | AHU/HP/WD/07/004 | Level(Name=L04, Elevation=38750) |  | 2400
| L04-ONC-DHO-S044-03 | Ensuite | 4959110 |  | D | AHU/IS/WD/07/021 | Level(Name=L04, Elevation=38750) | EF/IS/WD/07/021 | 2400
Duct Reheat | L04-NUT-DC4-S027-01 | Clinical Measurement | 4959111 |  | S&E | AHU/HP/WD/07/004 | Level(Name=L04, Elevation=38750) |  | 2700
Duct Reheat | L04-NUT-SNU-S023-01 | Clean Utility / Pharmacy Prep - Share between Renal Dialysis /OPD/Day Care | 4959112 |  | S | AHU/HP/WD/07/004 | Level(Name=L04, Elevation=38750) |  | 2700
Duct Reheat | L04-ONC-DHO-S071-01 | Pharmacy Prep Room | 4959113 |  | S&E | AHU/HP/WD/07/004 | Level(Name=L04, Elevation=38750) |  | 2700
| L04-NUT-INP-S025-01 | Cleaners Room | 4959114 |  | D | AHU/HP/WD/07/004 | Level(Name=L04, Elevation=38750) |  | 2400
Duct Reheat | L04-NUT-INP-S127-01 | Pharmacy Prep + PTS | 4959115 |  | S&E | AHU/HP/WD/07/004 | Level(Name=L04, Elevation=38750) |  | 2700
| L04-NUT-SNU-S036-01 | Dirty Utility - Share between Renal Dialysis /OPD/ Day Unit | 4959116 |  | D | AHU/HP/WD/07/004 | Level(Name=L04, Elevation=38750) |  | 2700
Duct Reheat | L04-NUT-INP-S068-01 | Patient / Family Dining | 4959117 |  | S&E | AHU/HP/WD/07/004 | Level(Name=L04, Elevation=38750) |  | 3200
Radiant Panel | L04-ONC-INP-U0028-01 | Adolescent Lounge and Kitchenette | 4959118 |  | S&E | AHU/HP/WD/07/001 | Level(Name=L04, Elevation=38750) |  | 2700
Duct Reheat | L04-ONC-INP-S106-01 | Treatment / Minor Procedure Room - Large | 4959119 |  | S&E | AHU/HP/WD/07/001 | Level(Name=L04, Elevation=38750) |  | 2700
| L04-ONC-INP-S044-16 | Ensuite | 4959120 |  | D | AHU/IS/WD/07/001 | Level(Name=L04, Elevation=38750) | EF/IS/WD/07/001 | 2400
Radiant Panel | L04-ONC-INP-S057-01 | Parent Lounge with Beverage Bay | 4959121 |  | S&E | AHU/HP/WD/07/002 | Level(Name=L04, Elevation=38750) |  | 3200
| L04-NUT-INP-S056-02 | Bay - Linen (one per cluster) | 4959122 |  | E | AHU/HP/WD/07/002 | Level(Name=L04, Elevation=38750) |  | 2400
Duct Reheat | L04-NUT-INP-S023-02 | Clean Utility | 4959123 |  | S | AHU/HP/WD/07/002 | Level(Name=L04, Elevation=38750) |  | 2700
| L04-NUT-INP-S114-01 | WC - Staff | 4959124 |  | D | AHU/HP/WD/07/002 | Level(Name=L04, Elevation=38750) |  | 2400
| L04-NUT-INP-S044-15 | Ensuite | 4959125 |  | D | AHU/IS/WD/07/006 | Level(Name=L04, Elevation=38750) | EF/IS/WD/07/006 | 2400
| L04-NUT-INP-S044-18 | Ensuite | 4959126 |  | D | AHU/IS/WD/07/007 | Level(Name=L04, Elevation=38750) | EF/IS/WD/07/007 | 2400
| L04-NUT-SNU-U0255-01 | Ensuite - Assisted with Shower for Patients - shared with OPD and Day Care and Dialysis | 4959127 |  | D | AHU/HP/WD/07/002 | Level(Name=L04, Elevation=38750) |  | 2700
Duct Reheat | L04-NUT-INP-S019-01 | Central Workstation | 4959128 |  | S&E | AHU/HP/WD/07/002 | Level(Name=L04, Elevation=38750) |  | 2700 + 2400
| L04-NUT-INP-S010-01 | Bay - Resuscitation | 4959129 |  | S&E |  | Level(Name=L04, Elevation=38750) |  | 2700 + 2400
Duct Reheat | L04-ONC-INP-S072-01 | Pharmacy Prep Room | 4959130 |  | S&E | AHU/HP/WD/07/001 | Level(Name=L04, Elevation=38750) |  | 2700
Duct Reheat | L04-ONC-INP-S022-01 | Clean Delivery Hub | 4959131 |  | S | AHU/HP/WD/07/001 | Level(Name=L04, Elevation=38750) |  | 2700
Radiant Panel | L04-ONC-CIR-C001-04 | Corridor | 4959132 |  | balanced S | AHU/HP/WD/07/003 | Level(Name=L04, Elevation=38750) |  | 2400
| L04-ONC-INP-S109-02 | WC - Accessible | 4959133 |  | D | AHU/HP/WD/07/003 | Level(Name=L04, Elevation=38750) |  | 2400
| L04-NUT-INP-S037-01 | Disposal Hold | 4959134 |  | D | AHU/HP/WD/07/004 | Level(Name=L04, Elevation=38750) |  | 2700
FCU | L04-NUT-INP-U1155-01-3 | MDT wkst for OPD and Renal Dialysis | 4959135 |  | FCU | AHU/HP/WD/07/004 | Level(Name=L04, Elevation=38750) |  | 2700
| L04-NUT-DRO-U0286-01 | Ultra pure treatment Plant (Renal/Haemodialysis) | 4959136 |  | S&E | AHU/HP/WD/07/004 | Level(Name=L04, Elevation=38750) |  | 2700
FCU | L04-NUT-INP-S067-02 | Cooking Pantry | 4959137 |  | FCU | AHU/HP/WD/07/004 | Level(Name=L04, Elevation=38750) |  | 2400
Duct Reheat | L04-NUT-INP-S022-01 | Clean Delivery Hub | 4959138 |  | S | AHU/HP/WD/07/002 | Level(Name=L04, Elevation=38750) |  | 2700
FCU | L04-NUT-INP-U1155-01-1 | MDT wkst for OPD and Renal Dialysis | 4959139 |  | FCU | AHU/HP/WD/07/004 | Level(Name=L04, Elevation=38750) |  | 2700
| L04-NUT-INP-S114-03 | WC - Staff | 4959140 |  | D | AHU/HP/WD/07/002 | Level(Name=L04, Elevation=38750) |  | 2400
| L04-CIR-CIR-C008-02 | Stairwell | 4959141 |  |  |  | Level(Name=L04, Elevation=38750)
FCU | L04-ONC-INP-S060-02 | Haem/Onc MDT Conference Room - Share with Day Care | 4959142 |  | FCU | AHU/HP/WD/07/001 | Level(Name=L04, Elevation=38750) |  | 2700
Radiant Panel | L04-NUT-CIR-C001-05 | Corridor | 4959143 |  | NV | AHU/HP/WD/07/002 | Level(Name=L04, Elevation=38750) |  | 2900
| L04-ONC-INP-S038-01 | Disposal Room (adjacent to AGV lifts) | 4959144 |  | D | AHU/HP/WD/07/001 | Level(Name=L04, Elevation=38750) |  | 2700
Radiant Panel | L04-CIR-CIR-C004-01 | Hospital Street Shared Corridor (Between Departments) | 4959145 |  | balanced S | AHU/HP/WD/07/002 | Level(Name=L04, Elevation=38750) |  | 2900
Radiant Panel | L04-ONC-CIR-C001-16 | Corridor | 4959146 |  | background S&E | AHU/HP/WD/07/002 | Level(Name=L04, Elevation=38750) |  | 2400
Radiant Panel | L04-CIR-CIR-C004-01 | Hospital Street Shared Corridor (Between Departments) | 4959147 |  | S&E |  | Level(Name=L04, Elevation=38750) |  | 2900
| L04-ONC-INP-S042-01 | Ensuite - Assisted | 4959148 |  | D | AHU/IS/WD/07/002 | Level(Name=L04, Elevation=38750) | EF/IS/WD/07/002 | 2700
| L04-NUT-INP-S007-01 | Bay - Hoist | 4959149 |  | E | AHU/HP/WD/07/002 | Level(Name=L04, Elevation=38750) |  | 2700
Duct Reheat | L04-NUT-DRO-L083-01 | Single Rooms (2 x Isolation - enclosed with accessible ensuite ) | 4959150 |  | N/A | AHU/IS/WD/07/009 | Level(Name=L04, Elevation=38750) |  | 2700 + 2400 c. bh
Duct Reheat | L04-ONC-INP-U0033-01 | Point of Care Testing Bay to include Blood Banking Satellite fridges x 2 | 4959151 |  | S&E | AHU/HP/WD/07/001 | Level(Name=L04, Elevation=38750) |  | 2700
Radiant Panel | L04-ONC-CIR-C001-09 | Corridor | 4959152 |  | NV | AHU/HP/WD/07/003 | Level(Name=L04, Elevation=38750) |  | 2900
Duct Reheat | L04-ONC-INP-S067-01 | Pantry | 4959153 |  | S&E | AHU/HP/WD/07/001 | Level(Name=L04, Elevation=38750) |  | 2400
FCU | L04-HUB-ITH-S118-02 | IT Hub | 4959154 |  | FCU | AHU/HP/WD/07/001 | Level(Name=L04, Elevation=38750) |  | N/A
| L04-ONC-INP-S056-02 | Bay - Linen (one per Cluster) | 4959155 |  | E | AHU/HP/WD/07/001 | Level(Name=L04, Elevation=38750) |  | 2400
| L04-ONC-INP-S007-01 | Bay - Hoist | 4959156 |  | E | AHU/HP/WD/07/001 | Level(Name=L04, Elevation=38750) |  | 2700
Radiant Panel | L04-NUT-INP-S139-03 | Store | 4959157 |  | E | AHU/HP/WD/07/002 | Level(Name=L04, Elevation=38750) |  | 2400
FCU | L04-HUB-ITH-S118-03 | IT Hub | 4959158 |  | FCU | AHU/HP/WD/07/002 | Level(Name=L04, Elevation=38750) |  | N/A
| L04-NUT-INP-S056-03 | Bay - Linen (one per cluster) | 4959159 |  | E | AHU/HP/WD/07/002 | Level(Name=L04, Elevation=38750) |  | 2400
Radiant Panel | L04-NUT-CIR-C001-07 | Corridor | 4959160 |  | balanced S&E | AHU/HP/WD/07/002 | Level(Name=L04, Elevation=38750) |  | 2400
Radiant Panel | L04-CIR-CIR-C006-06 | Lift - Stair Lobby | 4959161 |  | background S&E | AHU/HP/WD/07/002 | Level(Name=L04, Elevation=38750) |  | 2400
| L04-CIR-CIR-C008-04 | Stairwell | 4959162 |  | S&E |  | Level(Name=L04, Elevation=38750)
Radiant Panel | L04-ONC-CIR-C001-02 | Corridor | 4959163 |  | background S&E | AHU/HP/WD/07/003 | Level(Name=L04, Elevation=38750) |  | 2400
| L04-CIR-CIR-C008-01 | Stairwell | 4959164 |  |  |  | Level(Name=L04, Elevation=38750)
| L04-NUT-SNU-S113-04 | WC - Public - Shared with OPD and Day Care and Dialysis | 4959165 |  | D | AHU/HP/WD/07/003 | Level(Name=L04, Elevation=38750) |  | 2400
| L04-ONC-DCU-S113-01 | WC - Public | 4959166 |  | D | AHU/HP/WD/07/003 | Level(Name=L04, Elevation=38750) |  | 2400
| L04-ONC-DCU-S113-02 | WC - Public | 4959167 |  | D | AHU/HP/WD/07/003 | Level(Name=L04, Elevation=38750) |  | 2400
Duct Reheat | L04-ONC-INP-S053-01 | Interview Room | 4959168 |  | S&E | AHU/HP/WD/07/001 | Level(Name=L04, Elevation=38750) |  | 2700
Duct Reheat | L04-NUT-INP-S053-01 | Interview Room | 4959169 |  | S&E | AHU/HP/WD/07/001 | Level(Name=L04, Elevation=38750) |  | 2700
| L04-NUT-INP-S101-01 | Point of Care Testing | 4959170 |  | S&E | AHU/HP/WD/07/002 | Level(Name=L04, Elevation=38750) |  | 2400
Radiant Panel | L04-NUT-INP-S139-01 | Store | 4959171 |  | E | AHU/HP/WD/07/002 | Level(Name=L04, Elevation=38750) |  | 2400
| L04-CIR-CIR-C008-03 | Stairwell | 4959172 |  |  |  | Level(Name=L04, Elevation=38750)
FCU | L04-HUB-ITH-S118-01 | IT Hub | 4959173 |  | FCU | AHU/HP/WD/07/003 | Level(Name=L04, Elevation=38750) |  | N/A
Radiant Panel | L04-ONC-CIR-C001-08 | Corridor | 4959174 |  | NV | AHU/HP/WD/07/003 | Level(Name=L04, Elevation=38750) |  | 2900
FCU | L04-ONC-INP-U0036-01 | Cooking Pantry (IP and Day Unit) | 4959175 |  | FCU | AHU/HP/WD/07/003 | Level(Name=L04, Elevation=38750) |  | 2700
| L04-ONC-DCU-S008-01 | Bay - Trolley and Wheelchair | 4959176 |  | E | AHU/HP/WD/07/004 | Level(Name=L04, Elevation=38750) |  | 2400
Radiant Panel | L04-ONC-INP-S139-02 | Store | 4959177 |  | E | AHU/HP/WD/07/004 | Level(Name=L04, Elevation=38750) |  | 2400
| L04-ONC-DHO-S056-01 | Bay - Linen | 4959178 |  | E | AHU/HP/WD/07/004 | Level(Name=L04, Elevation=38750) |  | 2400
| L04-ONC-DHO-S056-02 | Bay - Linen | 4959179 |  | E | AHU/HP/WD/07/004 | Level(Name=L04, Elevation=38750) |  | 2400
FCU | L04-HUB-ITH-S118-04 | IT Hub | 4959180 |  | FCU | AHU/HP/WD/07/004 | Level(Name=L04, Elevation=38750) |  | N/A
| L04-NUT-INP-S005-01 | Assisted Bathroom | 4959181 |  | D | AHU/HP/WD/07/004 | Level(Name=L04, Elevation=38750) |  | 2700
FCU | L04-NUT-DRO-U0287-01 | Dialysis maintenance Workshop | 4959182 |  | FCU | AHU/HP/WD/07/004 | Level(Name=L04, Elevation=38750) |  | 2700
Radiant Panel | L04-NUT-CIR-C001-03 | Corridor | 4959183 |  | balanced S | AHU/HP/WD/07/004 | Level(Name=L04, Elevation=38750) |  | 2400
Radiant Panel | L04-CIR-CIR-C006-04 | Lift - Stair Lobby | 4959184 |  | background S&E | AHU/HP/WD/07/002 | Level(Name=L04, Elevation=38750) |  | 2400
Radiant Panel | L04-CIR-CIR-C006-01 | Lift - Stair Lobby | 4959185 |  | background S&E | AHU/HP/WD/07/003 | Level(Name=L04, Elevation=38750) |  | 2400
| L04-ONC-DCU-S109-01 | WC - Accessible | 4959186 |  | D | AHU/HP/WD/07/003 | Level(Name=L04, Elevation=38750) |  | 2400
| L04-ONC-DHO-S109-01 | WC - Accessible | 4959187 |  | D | AHU/HP/WD/07/003 | Level(Name=L04, Elevation=38750) |  | 2400
Duct Reheat | L04-ONC-INP-S093-02 | Staff Base (1 per Cluster) | 4959188 |  | S&E | AHU/HP/WD/07/003 | Level(Name=L04, Elevation=38750) |  | 2700 + 2400
Duct Reheat | L04-ONC-INP-S075-01 | Play Area | 4959189 |  | S&E | AHU/HP/WD/07/003 | Level(Name=L04, Elevation=38750) |  | 2700 + 2400 c. bh
Duct Reheat | L04-ONC-INP-S036-04 | Dirty Utility | 4959190 |  | D | AHU/HP/WD/07/003 | Level(Name=L04, Elevation=38750) |  | 2700
Duct Reheat | L04-NUT-DHO-S147-01 | Waiting - Shared with OPD and Day Care and Dialysis | 4959191 |  | S&E | AHU/HP/WD/07/004 | Level(Name=L04, Elevation=38750) |  | 2700
Radiant Panel | L04-ONC-CIR-C001-12 | Corridor | 4959192 |  | balanced S&E | AHU/HP/WD/07/003 | Level(Name=L04, Elevation=38750) |  | 2400
Radiant Panel | L04-ONC-CIR-C001-14 | Corridor | 4959193 |  | balanced S&E | AHU/HP/WD/07/004 | Level(Name=L04, Elevation=38750) |  | 2400
Duct Reheat | L04-NUT-DRO-S090-01 | Staff Base | 4959194 |  | S&E | AHU/HP/WD/07/002 | Level(Name=L04, Elevation=38750) |  | 2700 + 2400
Duct Reheat | L04-NUT-INP-S093-02 | Staff Base (1 per Cluster) | 4959195 |  | S&E | AHU/HP/WD/07/002 | Level(Name=L04, Elevation=38750) |  | 2700 + 2400
Duct Reheat | L04-NUT-INP-S036-02 | Dirty Utility | 4959196 |  | D | AHU/HP/WD/07/002 | Level(Name=L04, Elevation=38750) |  | 2700
Radiant Panel | L04-ONC-CIR-C001-01 | Corridor | 4959197 |  | balanced S&E | AHU/HP/WD/07/001 | Level(Name=L04, Elevation=38750) |  | 2400
| L04-ONC-DHO-S109-02 | WC - Accessible | 4959198 |  | D | AHU/HP/WD/07/004 | Level(Name=L04, Elevation=38750) |  | 2400
Duct Reheat | L04-ONC-DHO-S036-01 | Dirty Utility | 4959199 |  | D | AHU/HP/WD/07/004 | Level(Name=L04, Elevation=38750) |  | 2700
| L04-NUT-DC4-S056-01 | Bay - Linen | 4959200 |  | E | AHU/HP/WD/07/004 | Level(Name=L04, Elevation=38750) |  | 2400
Radiant Panel | L04-NUT-DC4-S139-02 | Urodynamics Store | 4959201 |  | E | AHU/HP/WD/07/004 | Level(Name=L04, Elevation=38750) |  | 2400
Radiant Panel | L04-CIR-CIR-C006-02 | Lift - Stair Lobby | 4959202 |  | background S&E | AHU/HP/WD/07/001 | Level(Name=L04, Elevation=38750) |  | 2400
| L04-ONC-INP-S001-04 | Airlock | 4959203 |  | S | AHU/IS/WD/07/002 | Level(Name=L04, Elevation=38750) |  | 2400
| L04-ONC-INP-S080-02 | Prepared Feeds/ Breast Milk Store | 4959204 |  | S&E | AHU/HP/WD/07/001 | Level(Name=L04, Elevation=38750) |  | 2400
Radiant Panel | L04-CIR-CIR-C006-03 | Lift - Stair Lobby | 4959205 |  | background S&E | AHU/HP/WD/07/001 | Level(Name=L04, Elevation=38750) |  | 2400
Radiant Panel | L04-ONC-CIR-C001-03 | Corridor | 4959206 |  | balanced S&E | AHU/HP/WD/07/001 | Level(Name=L04, Elevation=38750) |  | 2400
Radiant Panel | L04-NUT-CIR-C001-06 | Corridor | 4959207 |  | balanced S&E | AHU/HP/WD/07/002 | Level(Name=L04, Elevation=38750) |  | 2400
Radiant Panel | L04-CIR-CIR-C006-05 | Lift - Stair Lobby | 4959208 |  | background S&E | AHU/HP/WD/07/002 | Level(Name=L04, Elevation=38750) |  | 2400
Radiant Panel | L04-ONC-CIR-C001-13 | Corridor | 4959209 |  | balanced S&E | AHU/HP/WD/07/003 | Level(Name=L04, Elevation=38750) |  | 2400
| L04-ONC-DCU-S010-01 | Resuscitation Bay | 4959210 |  |  | AHU/HP/WD/07/003 | Level(Name=L04, Elevation=38750) |  | 2400
Duct Reheat | L04-ONC-INP-S092-01 | Staff Base | 4959211 |  | S&E | AHU/HP/WD/07/003 | Level(Name=L04, Elevation=38750) |  | 2700 + 2400
Radiant Panel | L04-ONC-CIR-C001-06 | Corridor | 4959212 |  | balanced S&E | AHU/HP/WD/07/003 | Level(Name=L04, Elevation=38750) |  | 2400
Radiant Panel | L04-ONC-CIR-C001-05 | Corridor | 4959213 |  | balanced E | AHU/HP/WD/07/003 | Level(Name=L04, Elevation=38750) |  | 2400
FCU | L04-NUT-INP-L009-01 | On Call Room with Ensuite | 4959214 |  | FCU | AHU/HP/WD/07/002 | Level(Name=L04, Elevation=38750) |  | 2700
| L04-NUT-INP-S044-20 | Ensuite | 4959215 |  | D | AHU/HP/WD/07/002 | Level(Name=L04, Elevation=38750) |  | 2400
Duct Reheat | L04-NUT-DC4-S105-01 | Sub Wait | 4959216 |  | S&E | AHU/HP/WD/07/004 | Level(Name=L04, Elevation=38750) |  | 3200
Duct Reheat | L04-ONC-DCU-S093-01 | Staff Base | 4959217 |  | S&E | AHU/HP/WD/07/003 | Level(Name=L04, Elevation=38750) |  | 2700 + 2400
Duct Reheat | L05-IPA-GW1-S127-01 | Pharmacy Prep + PTS | 4959236 |  | S&E | AHU/GN/WD/07/001 | Level(Name=L05, Elevation=42550) |  | 2700
| L05-IPA-GW1-S010-01 | Bay - Resuscitation | 4959237 |  | S&E |  | Level(Name=L05, Elevation=42550) |  | 2700 + 2400
| L05-IPA-GW1-S139-02 | Store | 4959238 |  | E | AHU/GN/WD/07/001 | Level(Name=L05, Elevation=42550) |  | 2400
Duct Reheat | L05-IPA-GW1-S036-01 | Dirty Utility | 4959239 |  | D | AHU/GN/WD/07/001 | Level(Name=L05, Elevation=42550) |  | 2700
| L05-IPA-GW1-S056-02 | Bay - Linen (one per Cluster) | 4959240 |  | E | AHU/GN/WD/07/001 | Level(Name=L05, Elevation=42550) |  | 2400
Duct Reheat | L05-IPA-GW1-S107-01 | Treatment / Minor Procedure Room | 4959241 |  | S&E | AHU/GN/WD/07/001 | Level(Name=L05, Elevation=42550) |  | 2700
Duct Reheat | L05-IPA-GW1-S023-01 | Clean Utility | 4959242 |  | S | AHU/GN/WD/07/001 | Level(Name=L05, Elevation=42550) |  | 2700
FCU | L05-IPA-GW1-S019-01 | Central Workstation | 4959243 |  | FCU | AHU/GN/WD/07/001 | Level(Name=L05, Elevation=42550) |  | 2700 + 2400
Duct Reheat | L05-IPA-GW4-S127-01 | Pharmacy Prep + PTS | 4959244 |  | S&E | AHU/GN/WD/07/003 | Level(Name=L05, Elevation=42550) |  | 2700
| L05-IPA-GW4-S010-01 | Bay - Resuscitation | 4959245 |  | S&E |  | Level(Name=L05, Elevation=42550) |  | 2700 + 2400
Duct Reheat | L05-IPA-GW4-S108-01 | Treatment Room - Burns | 4959246 |  | S&E | AHU/GN/WD/07/003 | Level(Name=L05, Elevation=42550) |  | 2700
| L05-IPA-GW4-S056-02 | Bay - Linen (one per Cluster) | 4959247 |  | E | AHU/GN/WD/07/003 | Level(Name=L05, Elevation=42550) |  | 2400
Duct Reheat | L05-IPA-GW4-S023-01 | Clean Utility | 4959248 |  | S | AHU/GN/WD/07/003 | Level(Name=L05, Elevation=42550) |  | 2700
FCU | L05-IPA-GW4-S019-01 | Central Workstation | 4959249 |  | FCU | AHU/GN/WD/07/003 | Level(Name=L05, Elevation=42550) |  | 2700 + 2400
Duct Reheat | L05-IPA-GW4-S036-01 | Dirty Utility | 4959250 |  | D | AHU/GN/WD/07/003 | Level(Name=L05, Elevation=42550) |  | 2700
Duct Reheat | L05-IPA-GW4-S023-02 | Clean Utility | 4959251 |  | S | AHU/GN/WD/07/003 | Level(Name=L05, Elevation=42550) |  | 2700
| L05-IPA-GW4-S056-03 | Bay - Linen (one per Cluster) | 4959252 |  | E | AHU/GN/WD/07/003 | Level(Name=L05, Elevation=42550) |  | 2400
| L05-IPA-GW4-S049-01 | Hub (Printing and Scanning) | 4959253 |  | E | AHU/GN/WD/07/003 | Level(Name=L05, Elevation=42550) |  | 2700 + 2400
FCU | L05-IPA-GW4-S093-02 | Staff Base (1 per Cluster) | 4959254 |  | FCU | AHU/GN/WD/07/003 | Level(Name=L05, Elevation=42550) |  | 2700 + 2400
Duct Reheat | L05-IPA-GW4-S072-01 | Pharmacy Prep Room | 4959255 |  | S&E | AHU/GN/WD/07/003 | Level(Name=L05, Elevation=42550) |  | 2700
Duct Reheat | L05-IPA-GW4-S060-01 | MDT Therapy Room | 4959256 |  | S&E | AHU/GN/WD/07/003 | Level(Name=L05, Elevation=42550) |  | 2700
| L05-IPA-GW1-S112-01 | WC - Assisted with Baby Change | 4959257 |  | D | AHU/GN/WD/07/003 | Level(Name=L05, Elevation=42550) |  | 2400
Duct Reheat | L05-IPA-GW4-S036-02 | Dirty Utility | 4959258 |  | D | AHU/GN/WD/07/003 | Level(Name=L05, Elevation=42550) |  | 2700
Duct Reheat | L05-IPA-GW3-S023-01 | Clean Utility | 4959259 |  | S | AHU/GN/WD/07/004 | Level(Name=L05, Elevation=42550) |  | 2700
| L05-IPA-GW3-S056-01 | Bay - Linen (one per Cluster) | 4959260 |  | E | AHU/GN/WD/07/004 | Level(Name=L05, Elevation=42550) |  | 2400
| L05-IPA-GW3-S049-01 | Hub (Printing and Scanning) | 4959261 |  | E | AHU/GN/WD/07/004 | Level(Name=L05, Elevation=42550) |  | 2700 + 2400
FCU | L05-IPA-GW3-S093-01 | Staff Base (1 per Cluster) | 4959262 |  | FCU | AHU/GN/WD/07/004 | Level(Name=L05, Elevation=42550) |  | 2700 + 2400
Duct Reheat | L05-IPA-GW3-S060-01 | MDT Therapy Room | 4959263 |  | S&E | AHU/GN/WD/07/004 | Level(Name=L05, Elevation=42550) |  | 2700
Duct Reheat | L05-IPA-GW3-S072-01 | Pharmacy Prep Room | 4959264 |  | S&E | AHU/GN/WD/07/004 | Level(Name=L05, Elevation=42550) |  | 2700
Duct Reheat | L05-IPA-GW3-S036-01 | Dirty Utility | 4959265 |  | D | AHU/GN/WD/07/004 | Level(Name=L05, Elevation=42550) |  | 2700
| L05-IPA-GW3-S112-01 | WC - Assisted with Baby Change | 4959266 |  | D | AHU/GN/WD/07/004 | Level(Name=L05, Elevation=42550) |  | 2400
Duct Reheat | L05-IPA-GW1-S023-02 | Clean Utility | 4959267 |  | S | AHU/GN/WD/07/001 | Level(Name=L05, Elevation=42550) |  | 2700
| L05-IPA-GW1-S056-03 | Bay - Linen (one per Cluster) | 4959268 |  | E | AHU/GN/WD/07/001 | Level(Name=L05, Elevation=42550) |  | 2400
| L05-IPA-GW1-S049-01 | Hub (Printing and Scanning) | 4959269 |  | E | AHU/GN/WD/07/001 | Level(Name=L05, Elevation=42550) |  | 2700 + 2400
Duct Reheat | L05-IPA-GW1-S036-02 | Dirty Utility | 4959270 |  | D | AHU/GN/WD/07/001 | Level(Name=L05, Elevation=42550) |  | 2700
| L05-IPA-GW4-S112-01 | WC - Assisted with Baby Change | 4959271 |  | D | AHU/GN/WD/07/001 | Level(Name=L05, Elevation=42550) |  | 2400
FCU | L05-IPA-GW1-S093-02 | Staff Base (1 per Cluster) | 4959272 |  | FCU | AHU/GN/WD/07/001 | Level(Name=L05, Elevation=42550) |  | 2700 + 2400
Duct Reheat | L05-IPA-GW1-S060-01 | MDT Therapy Room | 4959273 |  | S&E | AHU/GN/WD/07/001 | Level(Name=L05, Elevation=42550) |  | 2700
Duct Reheat | L05-IPA-GW1-S072-01 | Pharmacy Prep Room | 4959274 |  | S&E | AHU/GN/WD/07/001 | Level(Name=L05, Elevation=42550) |  | 2700
| L05-IPA-GW1-S044-11 | Ensuite | 4959275 |  | D |  | Level(Name=L05, Elevation=42550) | TEF/MD/WD/07/001 | 2400
| L05-IPA-GW1-S044-01 | Ensuite | 4959276 |  | D |  | Level(Name=L05, Elevation=42550) | TEF/MD/WD/07/001 | 2400
| L05-IPA-GW1-S044-03 | Ensuite | 4959277 |  | D |  | Level(Name=L05, Elevation=42550) | TEF/MD/WD/07/001 | 2400
| L05-IPA-GW1-S044-05 | Ensuite | 4959278 |  | D |  | Level(Name=L05, Elevation=42550) | TEF/MD/WD/07/001 | 2400
| L05-IPA-GW1-S044-07 | Ensuite | 4959279 |  | D |  | Level(Name=L05, Elevation=42550) | TEF/MD/WD/07/001 | 2400
| L05-IPA-GW1-S044-09 | Ensuite | 4959280 |  | D |  | Level(Name=L05, Elevation=42550) | TEF/MD/WD/07/001 | 2400
| L05-IPA-GW1-S001-01 | Airlock | 4959281 |  | S | AHU/IS/WD/07/003 | Level(Name=L05, Elevation=42550) |  | 2400
| L05-IPA-GW1-S044-22 | Ensuite | 4959282 |  | D |  | Level(Name=L05, Elevation=42550) | TEF/MD/WD/07/001 | 2400
| L05-IPA-GW1-S044-20 | Ensuite | 4959283 |  | D |  | Level(Name=L05, Elevation=42550) | TEF/MD/WD/07/001 | 2400
| L05-IPA-GW1-S044-16 | Ensuite | 4959284 |  | D |  | Level(Name=L05, Elevation=42550) | TEF/MD/WD/07/001 | 2400
| L05-IPA-GW2-S044-01 | Ensuite | 4959285 |  | D |  | Level(Name=L05, Elevation=42550) | TEF/MD/WD/07/002 | 2400
| L05-IPA-GW2-S044-10 | Ensuite | 4959286 |  | D |  | Level(Name=L05, Elevation=42550) | TEF/MD/WD/07/002 | 2400
| L05-IPA-GW2-S044-08 | Ensuite | 4959287 |  | D |  | Level(Name=L05, Elevation=42550) | TEF/MD/WD/07/002 | 2400
| L05-IPA-GW2-S044-06 | Ensuite | 4959288 |  | D |  | Level(Name=L05, Elevation=42550) | TEF/MD/WD/07/002 | 2400
| L05-IPA-GW2-S044-04 | Ensuite | 4959289 |  | D |  | Level(Name=L05, Elevation=42550) | TEF/MD/WD/07/002 | 2400
| L05-IPA-GW2-S001-02 | Airlock | 4959290 |  | S | AHU/IS/WD/07/010 | Level(Name=L05, Elevation=42550) |  | 2400
| L05-IPA-GW2-S044-13 | Ensuite | 4959291 |  | D |  | Level(Name=L05, Elevation=42550) | TEF/MD/WD/07/002 | 2400
| L05-IPA-GW2-S044-15 | Ensuite | 4959292 |  | D |  | Level(Name=L05, Elevation=42550) | TEF/MD/WD/07/002 | 2400
| L05-IPA-GW2-S044-19 | Ensuite | 4959293 |  | D |  | Level(Name=L05, Elevation=42550) | TEF/MD/WD/07/002 | 2400
| L05-IPA-GW3-S044-20 | Ensuite | 4959294 |  | D |  | Level(Name=L05, Elevation=42550) | TEF/MD/WD/07/004 | 2400
| L05-IPA-GW3-S044-12 | Ensuite | 4959295 |  | D |  | Level(Name=L05, Elevation=42550) | TEF/MD/WD/07/004 | 2400
| L05-IPA-GW3-S044-14 | Ensuite | 4959296 |  | D |  | Level(Name=L05, Elevation=42550) | TEF/MD/WD/07/004 | 2400
| L05-IPA-GW3-S044-16 | Ensuite | 4959297 |  | D |  | Level(Name=L05, Elevation=42550) | TEF/MD/WD/07/004 | 2400
| L05-IPA-GW3-S044-18 | Ensuite | 4959298 |  | D |  | Level(Name=L05, Elevation=42550) | TEF/MD/WD/07/004 | 2400
| L05-IPA-GW3-S001-01 | Airlock | 4959299 |  | S | AHU/IS/WD/07/022 | Level(Name=L05, Elevation=42550) |  | 2400
| L05-IPA-GW3-S044-10 | Ensuite | 4959300 |  | D |  | Level(Name=L05, Elevation=42550) | TEF/MD/WD/07/004 | 2400
| L05-IPA-GW3-S044-08 | Ensuite | 4959301 |  | D |  | Level(Name=L05, Elevation=42550) | TEF/MD/WD/07/004 | 2400
| L05-IPA-GW3-S044-04 | Ensuite | 4959302 |  | D |  | Level(Name=L05, Elevation=42550) | TEF/MD/WD/07/004 | 2400
| L05-IPA-GW4-S044-11 | Ensuite | 4959303 |  | D |  | Level(Name=L05, Elevation=42550) | TEF/MD/WD/07/003 | 2400
| L05-IPA-GW4-S044-20 | Ensuite | 4959304 |  | D |  | Level(Name=L05, Elevation=42550) | TEF/MD/WD/07/003 | 2400
| L05-IPA-GW4-S044-15 | Ensuite | 4959305 |  | D |  | Level(Name=L05, Elevation=42550) | TEF/MD/WD/07/003 | 2400
| L05-IPA-GW4-S044-13 | Ensuite | 4959306 |  | D |  | Level(Name=L05, Elevation=42550) | TEF/MD/WD/07/003 | 2400
| L05-IPA-GW4-S001-02 | Airlock | 4959307 |  | S | AHU/IS/WD/07/012 | Level(Name=L05, Elevation=42550) |  | 2400
| L05-IPA-GW4-S044-01 | Ensuite | 4959308 |  | D |  | Level(Name=L05, Elevation=42550) | TEF/MD/WD/07/003 | 2400
| L05-IPA-GW4-S044-03 | Ensuite | 4959309 |  | D |  | Level(Name=L05, Elevation=42550) | TEF/MD/WD/07/003 | 2400
| L05-IPA-GW4-S044-07 | Ensuite | 4959310 |  | D |  | Level(Name=L05, Elevation=42550) | TEF/MD/WD/07/003 | 2400
| L05-IPA-GW2-S044-12 | Ensuite | 4959311 |  | D |  | Level(Name=L05, Elevation=42550) | TEF/MD/WD/07/002 | 2400
| L05-IPA-GW3-S001-02 | Airlock | 4959312 |  | S | AHU/IS/WD/07/022 | Level(Name=L05, Elevation=42550) |  | 2400
| L05-IPA-GW4-S001-01 | Airlock | 4959313 |  | S | AHU/IS/WD/07/012 | Level(Name=L05, Elevation=42550) |  | 2400
| L05-IPA-GW4-S044-05 | Ensuite | 4959314 |  | D |  | Level(Name=L05, Elevation=42550) | TEF/MD/WD/07/003 | 2400
| L05-IPA-GW4-S044-09 | Ensuite | 4959315 |  | D |  | Level(Name=L05, Elevation=42550) | TEF/MD/WD/07/003 | 2400
| L05-IPA-GW1-S044-18 | Ensuite | 4959316 |  | D |  | Level(Name=L05, Elevation=42550) | TEF/MD/WD/07/001 | 2400
| L05-IPA-GW1-S044-14 | Ensuite | 4959317 |  | D |  | Level(Name=L05, Elevation=42550) | TEF/MD/WD/07/001 | 2400
| L05-IPA-GW2-S044-17 | Ensuite | 4959318 |  | D |  | Level(Name=L05, Elevation=42550) | TEF/MD/WD/07/002 | 2400
| L05-IPA-GW2-S044-21 | Ensuite | 4959319 |  | D |  | Level(Name=L05, Elevation=42550) | TEF/MD/WD/07/002 | 2400
| L05-IPA-GW3-S044-06 | Ensuite | 4959320 |  | D |  | Level(Name=L05, Elevation=42550) | TEF/MD/WD/07/004 | 2400
| L04-NUT-DHO-S147-01 | Waiting - Shared with OPD and Day Care and Dialysis | 4959321 |  | D |  | Level(Name=L05, Elevation=42550) | TEF/MD/WD/07/004 | 2700
Duct Reheat | L05-IPA-GW2-S107-01 | Treatment / Minor Procedure Room | 4959322 |  | S&E | AHU/GN/WD/07/002 | Level(Name=L05, Elevation=42550) |  | 2700
Duct Reheat | L05-IPA-GW2-S127-01 | Pharmacy Prep + PTS | 4959323 |  | S&E | AHU/GN/WD/07/002 | Level(Name=L05, Elevation=42550) |  | 2700
Duct Reheat | L05-IPA-GW3-S127-01 | Pharmacy Prep + PTS | 4959324 |  | S&E | AHU/GN/WD/07/004 | Level(Name=L05, Elevation=42550) |  | 2700
Radiant Panel & Façade HTG Coil | L05-IPA-GW3-S014-20 | Bedroom - Single | 4959325 |  | NV |  | Level(Name=L05, Elevation=42550) |  | 2700 + 2400 c. bh
| L05-IPA-GW3-S044-21 | Ensuite | 4959326 |  | D |  | Level(Name=L05, Elevation=42550) | TEF/MD/WD/07/004 | 2400
Radiant Panel & Façade HTG Coil | L05-IPA-GW3-S014-21 | Bedroom - Single | 4959327 |  | NV |  | Level(Name=L05, Elevation=42550) |  | 2700 + 2400 c. bh
Radiant Panel & Façade HTG Coil | L05-IPA-GW4-S014-11 | Bedroom - Single | 4959328 |  | NV |  | Level(Name=L05, Elevation=42550) |  | 2700 + 2400 c. bh
| L05-IPA-GW4-S044-12 | Ensuite | 4959329 |  | D |  | Level(Name=L05, Elevation=42550) | TEF/MD/WD/07/003 | 2400
Radiant Panel & Façade HTG Coil | L05-IPA-GW4-S014-12 | Bedroom - Single | 4959330 |  | NV |  | Level(Name=L05, Elevation=42550) |  | 2700 + 2400 c. bh
Radiant Panel & Façade HTG Coil | L05-IPA-GW4-S014-13 | Bedroom - Single | 4959331 |  | NV |  | Level(Name=L05, Elevation=42550) |  | 2700 + 2400 c. bh
| L05-IPA-GW4-S044-14 | Ensuite | 4959332 |  | D |  | Level(Name=L05, Elevation=42550) | TEF/MD/WD/07/003 | 2400
Radiant Panel & Façade HTG Coil | L05-IPA-GW4-S014-14 | Bedroom - Single | 4959333 |  | NV |  | Level(Name=L05, Elevation=42550) |  | 2700 + 2400 c. bh
Radiant Panel & Façade HTG Coil | L05-IPA-GW4-S014-15 | Bedroom - Single | 4959334 |  | NV |  | Level(Name=L05, Elevation=42550) |  | 2700 + 2400 c. bh
| L05-IPA-GW4-S044-16 | Ensuite | 4959335 |  | D |  | Level(Name=L05, Elevation=42550) | TEF/MD/WD/07/003 | 2400
Radiant Panel & Façade HTG Coil | L05-IPA-GW4-S014-16 | Bedroom - Single | 4959336 |  | NV |  | Level(Name=L05, Elevation=42550) |  | 2700 + 2400 c. bh
Radiant Panel & Façade HTG Coil | L05-IPA-GW4-S014-17 | Bedroom - Single | 4959337 |  | NV |  | Level(Name=L05, Elevation=42550) |  | 2700 + 2400 c. bh
| L05-IPA-GW4-S044-19 | Ensuite | 4959338 |  | D |  | Level(Name=L05, Elevation=42550) | TEF/MD/WD/07/003 | 2400
Radiant Panel & Façade HTG Coil | L05-IPA-GW4-S014-20 | Bedroom - Single | 4959339 |  | NV |  | Level(Name=L05, Elevation=42550) |  | 2700 + 2400 c. bh
Radiant Panel & Façade HTG Coil | L05-IPA-GW1-S014-11 | Bedroom - Single | 4959340 |  | NV |  | Level(Name=L05, Elevation=42550) |  | 2700 + 2400 c. bh
| L05-IPA-GW1-S044-12 | Ensuite | 4959341 |  | D |  | Level(Name=L05, Elevation=42550) | TEF/MD/WD/07/001 | 2400
Radiant Panel & Façade HTG Coil | L05-IPA-GW1-S014-12 | Bedroom - Single | 4959342 |  | NV |  | Level(Name=L05, Elevation=42550) |  | 2700 + 2400 c. bh
Radiant Panel & Façade HTG Coil | L05-IPA-GW2-S014-01 | Bedroom - Single | 4959343 |  | NV |  | Level(Name=L05, Elevation=42550) |  | 2700 + 2400 c. bh
| L05-IPA-GW2-S044-02 | Ensuite | 4959344 |  | D |  | Level(Name=L05, Elevation=42550) | TEF/MD/WD/07/002 | 2400
Radiant Panel & Façade HTG Coil | L05-IPA-GW2-S014-02 | Bedroom - Single | 4959345 |  | NV |  | Level(Name=L05, Elevation=42550) |  | 2700 + 2400 c. bh
| L04-NUT-DHO-S147-01 | Waiting - Shared with OPD and Day Care and Dialysis | 4959346 |  | D |  | Level(Name=L05, Elevation=42550) | TEF/MD/WD/07/004 | 2700
| L05-IPA-GW3-S044-03 | Ensuite | 4959347 |  | D |  | Level(Name=L05, Elevation=42550) | TEF/MD/WD/07/004 | 2400
Radiant Panel & Façade HTG Coil | L05-IPA-GW3-S014-04 | Bedroom - Single | 4959348 |  | NV |  | Level(Name=L05, Elevation=42550) |  | 2700 + 2400 c. bh
Radiant Panel & Façade HTG Coil | L05-IPA-GW3-S014-05 | Bedroom - Single | 4959349 |  | NV |  | Level(Name=L05, Elevation=42550) |  | 2700 + 2400 c. bh
| L05-IPA-GW3-S044-05 | Ensuite | 4959350 |  | D |  | Level(Name=L05, Elevation=42550) | TEF/MD/WD/07/004 | 2400
| L05-IPA-GW3-S044-07 | Ensuite | 4959351 |  | D |  | Level(Name=L05, Elevation=42550) | TEF/MD/WD/07/004 | 2400
Radiant Panel & Façade HTG Coil | L05-IPA-GW3-S014-08 | Bedroom - Single | 4959352 |  | NV |  | Level(Name=L05, Elevation=42550) |  | 2700 + 2400 c. bh
Radiant Panel & Façade HTG Coil | L05-IPA-GW3-S014-09 | Bedroom - Single | 4959353 |  | NV |  | Level(Name=L05, Elevation=42550) |  | 2700 + 2400 c. bh
| L05-IPA-GW3-S044-09 | Ensuite | 4959354 |  | D |  | Level(Name=L05, Elevation=42550) | TEF/MD/WD/07/004 | 2400
| L05-IPA-GW3-S044-23 | Ensuite | 4959355 |  | D | AHU/IS/WD/07/022 | Level(Name=L05, Elevation=42550) | EF/IS/WD/07/022 | 2400
Duct Reheat | L05-IPA-GW3-S013-02 | Bedroom - Single - Isolation | 4959356 |  | N/A | AHU/IS/WD/07/022 | Level(Name=L05, Elevation=42550) |  | 2700 + 2400 c. bh
| L05-IPA-GW3-S042-01 | Ensuite - Assisted | 4959357 |  | D | AHU/IS/WD/07/022 | Level(Name=L05, Elevation=42550) | EF/IS/WD/07/022 | 2700
| L05-IPA-GW4-S042-01 | Ensuite - Assisted | 4959358 |  | D | AHU/IS/WD/07/012 | Level(Name=L05, Elevation=42550) | EF/IS/WD/07/012 | 2700
Duct Reheat | L05-IPA-GW4-S013-01 | Bedroom - Single - Isolation | 4959359 |  | N/A | AHU/IS/WD/07/012 | Level(Name=L05, Elevation=42550) |  | 2700 + 2400 c. bh
| L05-IPA-GW4-S044-23 | Ensuite | 4959360 |  | D | AHU/IS/WD/07/012 | Level(Name=L05, Elevation=42550) | EF/IS/WD/07/012 | 2400
| L05-IPA-GW4-S044-02 | Ensuite | 4959361 |  | D |  | Level(Name=L05, Elevation=42550) | TEF/MD/WD/07/003 | 2400
Radiant Panel & Façade HTG Coil | L05-IPA-GW4-S014-02 | Bedroom - Single | 4959362 |  | NV |  | Level(Name=L05, Elevation=42550) |  | 2700 + 2400 c. bh
Radiant Panel & Façade HTG Coil | L05-IPA-GW4-S014-03 | Bedroom - Single | 4959363 |  | NV |  | Level(Name=L05, Elevation=42550) |  | 2700 + 2400 c. bh
| L05-IPA-GW4-S044-04 | Ensuite | 4959364 |  | D |  | Level(Name=L05, Elevation=42550) | TEF/MD/WD/07/003 | 2400
| L05-IPA-GW4-S044-06 | Ensuite | 4959365 |  | D |  | Level(Name=L05, Elevation=42550) | TEF/MD/WD/07/003 | 2400
Radiant Panel & Façade HTG Coil | L05-IPA-GW4-S014-06 | Bedroom - Single | 4959366 |  | NV |  | Level(Name=L05, Elevation=42550) |  | 2700 + 2400 c. bh
Radiant Panel & Façade HTG Coil | L05-IPA-GW4-S014-07 | Bedroom - Single | 4959367 |  | NV |  | Level(Name=L05, Elevation=42550) |  | 2700 + 2400 c. bh
| L05-IPA-GW4-S044-08 | Ensuite | 4959368 |  | D |  | Level(Name=L05, Elevation=42550) | TEF/MD/WD/07/003 | 2400
| L05-IPA-GW4-S044-10 | Ensuite | 4959369 |  | D |  | Level(Name=L05, Elevation=42550) | TEF/MD/WD/07/003 | 2400
Radiant Panel & Façade HTG Coil | L05-IPA-GW4-S014-10 | Bedroom - Single | 4959370 |  | NV |  | Level(Name=L05, Elevation=42550) |  | 2700 + 2400 c. bh
Radiant Panel & Façade HTG Coil | L05-IPA-GW1-S014-13 | Bedroom - Single | 4959371 |  | NV |  | Level(Name=L05, Elevation=42550) |  | 2700 + 2400 c. bh
| L05-IPA-GW1-S044-13 | Ensuite | 4959372 |  | D |  | Level(Name=L05, Elevation=42550) | TEF/MD/WD/07/001 | 2400
| L05-IPA-GW1-S044-15 | Ensuite | 4959373 |  | D |  | Level(Name=L05, Elevation=42550) | TEF/MD/WD/07/001 | 2400
Radiant Panel & Façade HTG Coil | L05-IPA-GW1-S014-16 | Bedroom - Single | 4959374 |  | NV |  | Level(Name=L05, Elevation=42550) |  | 2700 + 2400 c. bh
Radiant Panel & Façade HTG Coil | L05-IPA-GW1-S014-17 | Bedroom - Single | 4959375 |  | NV |  | Level(Name=L05, Elevation=42550) |  | 2700 + 2400 c. bh
| L05-IPA-GW1-S044-17 | Ensuite | 4959376 |  | D |  | Level(Name=L05, Elevation=42550) | TEF/MD/WD/07/001 | 2400
| L05-IPA-GW1-S044-19 | Ensuite | 4959377 |  | D |  | Level(Name=L05, Elevation=42550) | TEF/MD/WD/07/001 | 2400
Radiant Panel & Façade HTG Coil | L05-IPA-GW1-S014-20 | Bedroom - Single | 4959378 |  | NV |  | Level(Name=L05, Elevation=42550) |  | 2700 + 2400 c. bh
Radiant Panel & Façade HTG Coil | L05-IPA-GW1-S014-21 | Bedroom - Single | 4959379 |  | NV |  | Level(Name=L05, Elevation=42550) |  | 2700 + 2400 c. bh
| L05-IPA-GW1-S044-21 | Ensuite | 4959380 |  | D |  | Level(Name=L05, Elevation=42550) | TEF/MD/WD/07/001 | 2400
| L05-IPA-GW1-S044-23 | Ensuite | 4959381 |  | D | AHU/IS/WD/07/003 | Level(Name=L05, Elevation=42550) | EF/IS/WD/07/003 | 2400
Duct Reheat | L05-IPA-GW1-S013-02 | Bedroom - Single - Isolation | 4959382 |  | N/A | AHU/IS/WD/07/003 | Level(Name=L05, Elevation=42550) |  | 2700 + 2400 c. bh
Duct Reheat | L05-IPA-GW2-S013-01 | Bedroom - Single - Isolation | 4959383 |  | N/A | AHU/IS/WD/07/010 | Level(Name=L05, Elevation=42550) |  | 2700 + 2400 c. bh
| L05-IPA-GW2-S044-23 | Ensuite | 4959384 |  | D | AHU/IS/WD/07/010 | Level(Name=L05, Elevation=42550) | EF/IS/WD/07/010 | 2400
| L05-IPA-GW2-S044-14 | Ensuite | 4959385 |  | D |  | Level(Name=L05, Elevation=42550) | TEF/MD/WD/07/002 | 2400
Radiant Panel & Façade HTG Coil | L05-IPA-GW2-S014-14 | Bedroom - Single | 4959386 |  | NV |  | Level(Name=L05, Elevation=42550) |  | 2700 + 2400 c. bh
Radiant Panel & Façade HTG Coil | L05-IPA-GW2-S014-15 | Bedroom - Single | 4959387 |  | NV |  | Level(Name=L05, Elevation=42550) |  | 2700 + 2400 c. bh
| L05-IPA-GW2-S044-16 | Ensuite | 4959388 |  | D |  | Level(Name=L05, Elevation=42550) | TEF/MD/WD/07/002 | 2400
| L05-IPA-GW2-S044-18 | Ensuite | 4959389 |  | D |  | Level(Name=L05, Elevation=42550) | TEF/MD/WD/07/002 | 2400
Radiant Panel & Façade HTG Coil | L05-IPA-GW2-S014-18 | Bedroom - Single | 4959390 |  | NV |  | Level(Name=L05, Elevation=42550) |  | 2700 + 2400 c. bh
Radiant Panel & Façade HTG Coil | L05-IPA-GW2-S014-19 | Bedroom - Single | 4959391 |  | NV |  | Level(Name=L05, Elevation=42550) |  | 2700 + 2400 c. bh
| L05-IPA-GW2-S044-20 | Ensuite | 4959392 |  | D |  | Level(Name=L05, Elevation=42550) | TEF/MD/WD/07/002 | 2400
| L05-IPA-GW2-S044-22 | Ensuite | 4959393 |  | D |  | Level(Name=L05, Elevation=42550) | TEF/MD/WD/07/002 | 2400
Duct Reheat | L05-IPA-GW2-S023-01 | Clean Utility | 4959394 |  | S | AHU/GN/WD/07/002 | Level(Name=L05, Elevation=42550) |  | 2700
| L05-IPA-GW2-S010-01 | Bay - Resuscitation | 4959395 |  | S&E |  | Level(Name=L05, Elevation=42550) |  | 2700 + 2400
| L05-IPA-GW3-S010-01 | Bay - Resuscitation | 4959396 |  | S&E |  | Level(Name=L05, Elevation=42550) |  | 2700 + 2400
| L05-IPA-GW3-S114-01 | WC - Staff | 4959397 |  | D | AHU/GN/WD/07/004 | Level(Name=L05, Elevation=42550) |  | 2400
| L05-IPA-GW4-S044-22 | Ensuite | 4959398 |  | D | AHU/IS/WD/07/015 | Level(Name=L05, Elevation=42550) | EF/IS/WD/07/015 | 2400
Duct Reheat | L05-IPA-BDC-S036-01 | Dirty Utility | 4959399 |  | D | AHU/GN/WD/07/003 | Level(Name=L05, Elevation=42550) |  | 2700
Radiant Panel & Façade HTG Coil | L05-IPA-GW4-S014-19 | Bedroom - Single | 4959400 |  | NV |  | Level(Name=L05, Elevation=42550) |  | 2700 + 2400 c. bh
| L05-IPA-GW4-S044-18 | Ensuite | 4959401 |  | D |  | Level(Name=L05, Elevation=42550) | TEF/MD/WD/07/003 | 2400
| L05-IPA-GW4-S044-17 | Ensuite | 4959402 |  | D |  | Level(Name=L05, Elevation=42550) | TEF/MD/WD/07/003 | 2400
Radiant Panel & Façade HTG Coil | L05-IPA-GW4-S014-18 | Bedroom - Single | 4959403 |  | NV |  | Level(Name=L05, Elevation=42550) |  | 2700 + 2400 c. bh
| L05-IPA-GW4-S044-21 | Ensuite | 4959404 |  | D | AHU/IS/WD/07/015 | Level(Name=L05, Elevation=42550) | EF/IS/WD/07/015 | 2400
| L05-IPA-SSA-S001-01 | Airlock | 4959405 |  | S | AHU/IS/WD/07/015 | Level(Name=L05, Elevation=42550) |  | 2400
Duct Reheat | L05-IPA-BDC-S107-02 | Treatment Room Dressings (One dedicated for MRSA) | 4959406 |  | S&E | AHU/GN/WD/07/003 | Level(Name=L05, Elevation=42550) |  | 2700
Duct Reheat | L05-IPA-BDC-S107-01 | Treatment Room Dressings (One dedicated for MRSA) | 4959407 |  | S&E | AHU/GN/WD/07/003 | Level(Name=L05, Elevation=42550) |  | 2700
Radiant Panel | L05-IPA-SSA-U0004-01 | Assisted Bathroom - Large adjacent to Burns Treatment Room | 4959408 |  | D | AHU/GN/WD/07/003 | Level(Name=L05, Elevation=42550) |  | 2700
| L05-IPA-SSA-S001-02 | Airlock | 4959409 |  | S | AHU/IS/WD/07/015 | Level(Name=L05, Elevation=42550) |  | 2400
FCU | L05-IPA-GW4-S067-01 | Pantry | 4959410 |  | FCU | AHU/GN/WD/07/003 | Level(Name=L05, Elevation=42550) |  | 2400
FCU | L05-IPA-BDC-S090-01 | Staff Base /Sub Wait | 4959411 |  | FCU | AHU/GN/WD/07/003 | Level(Name=L05, Elevation=42550) |  | 2400
Duct Reheat | L05-IPA-GW4-S014-22 | Bedroom - Single | 4959412 |  | N/A | AHU/IS/WD/07/015 | Level(Name=L05, Elevation=42550) |  | 2700 + 2400 c. bh
Duct Reheat | L05-IPA-GW4-S014-21 | Bedroom - Single | 4959413 |  | N/A | AHU/IS/WD/07/015 | Level(Name=L05, Elevation=42550) |  | 2700 + 2400 c. bh
| L05-IPA-GW3-S044-11 | Ensuite | 4959414 |  | D |  | Level(Name=L05, Elevation=42550) | TEF/MD/WD/07/004 | 2400
Radiant Panel | L05-IPA-GW4-S115-02 | IP Unit Staff Workstations | 4959415 |  | NV |  | Level(Name=L05, Elevation=42550) |  | 3200
Radiant Panel | L05-IPA-GW4-S075-02 | Play Area | 4959416 |  | NV |  | Level(Name=L05, Elevation=42550) |  | 3200
Radiant Panel | L05-IPA-GW4-S075-01 | Play Area | 4959417 |  | NV |  | Level(Name=L05, Elevation=42550) |  | 3200
Radiant Panel | L05-IPA-GW1-S075-01 | Play Area | 4959418 |  | NV |  | Level(Name=L05, Elevation=42550) |  | 3200
Radiant Panel | L05-IPA-GW1-S075-02 | Play Area | 4959419 |  | NV |  | Level(Name=L05, Elevation=42550) |  | 3200
Radiant Panel | L05-IPA-GW1-S115-01 | IP Unit Staff Workstations | 4959420 |  | NV |  | Level(Name=L05, Elevation=42550) |  | 3200
Radiant Panel | L05-IPA-GW3-S115-01 | IP Unit Staff Workstations | 4959421 |  | NV |  | Level(Name=L05, Elevation=42550) |  | 3200
Radiant Panel | L05-IPA-GW3-S075-01 | Play Area | 4959422 |  | NV |  | Level(Name=L05, Elevation=42550) |  | 3200
Radiant Panel | L05-IPA-GW3-S115-02 | IP Unit Staff Workstations | 4959423 |  | NV |  | Level(Name=L05, Elevation=42550) |  | 3200
Radiant Panel | L05-IPA-GW2-S115-01 | IP Unit Staff Workstations | 4959424 |  | NV | AHU/GN/WD/07/002 | Level(Name=L05, Elevation=42550) |  | 3200
Radiant Panel | L05-IPA-GW2-S075-01 | Play Area | 4959425 |  | NV | AHU/GN/WD/07/002 | Level(Name=L05, Elevation=42550) |  | 3200
Radiant Panel | L05-IPA-GW2-S115-02 | IP Unit Staff Workstations | 4959426 |  | NV | AHU/GN/WD/07/002 | Level(Name=L05, Elevation=42550) |  | 3200
Radiant Panel & Façade HTG Coil | L05-IPA-GW1-S014-03 | Bedroom - Single | 4959427 |  | NV |  | Level(Name=L05, Elevation=42550) |  | 2700 + 2400 c. bh
| L05-IPA-GW1-S044-04 | Ensuite | 4959428 |  | D |  | Level(Name=L05, Elevation=42550) | TEF/MD/WD/07/001 | 2400
Radiant Panel & Façade HTG Coil | L05-IPA-GW1-S014-04 | Bedroom - Single | 4959429 |  | NV |  | Level(Name=L05, Elevation=42550) |  | 2700 + 2400 c. bh
Radiant Panel & Façade HTG Coil | L05-IPA-GW1-S014-05 | Bedroom - Single | 4959430 |  | NV |  | Level(Name=L05, Elevation=42550) |  | 2700 + 2400 c. bh
| L05-IPA-GW1-S044-06 | Ensuite | 4959431 |  | D |  | Level(Name=L05, Elevation=42550) | TEF/MD/WD/07/001 | 2400
Radiant Panel & Façade HTG Coil | L05-IPA-GW1-S014-06 | Bedroom - Single | 4959432 |  | NV |  | Level(Name=L05, Elevation=42550) |  | 2700 + 2400 c. bh
Radiant Panel & Façade HTG Coil | L05-IPA-GW1-S014-01 | Bedroom - Single | 4959433 |  | NV |  | Level(Name=L05, Elevation=42550) |  | 2700 + 2400 c. bh
| L05-IPA-GW1-S044-02 | Ensuite | 4959434 |  | D |  | Level(Name=L05, Elevation=42550) | TEF/MD/WD/07/001 | 2400
Radiant Panel & Façade HTG Coil | L05-IPA-GW1-S014-02 | Bedroom - Single | 4959435 |  | NV |  | Level(Name=L05, Elevation=42550) |  | 2700 + 2400 c. bh
Radiant Panel & Façade HTG Coil | L05-IPA-GW1-S014-07 | Bedroom - Single | 4959436 |  | NV |  | Level(Name=L05, Elevation=42550) |  | 2700 + 2400 c. bh
| L05-IPA-GW1-S044-08 | Ensuite | 4959437 |  | D |  | Level(Name=L05, Elevation=42550) | TEF/MD/WD/07/001 | 2400
Radiant Panel & Façade HTG Coil | L05-IPA-GW1-S014-08 | Bedroom - Single | 4959438 |  | NV |  | Level(Name=L05, Elevation=42550) |  | 2700 + 2400 c. bh
Radiant Panel & Façade HTG Coil | L05-IPA-GW1-S014-09 | Bedroom - Single | 4959439 |  | NV |  | Level(Name=L05, Elevation=42550) |  | 2700 + 2400 c. bh
| L05-IPA-GW1-S044-10 | Ensuite | 4959440 |  | D |  | Level(Name=L05, Elevation=42550) | TEF/MD/WD/07/001 | 2400
Radiant Panel & Façade HTG Coil | L05-IPA-GW1-S014-10 | Bedroom - Single | 4959441 |  | NV |  | Level(Name=L05, Elevation=42550) |  | 2700 + 2400 c. bh
Radiant Panel & Façade HTG Coil | L05-IPA-GW2-S014-03 | Bedroom - Single | 4959442 |  | NV |  | Level(Name=L05, Elevation=42550) |  | 2700 + 2400 c. bh
| L05-IPA-GW2-S044-03 | Ensuite | 4959443 |  | D |  | Level(Name=L05, Elevation=42550) | TEF/MD/WD/07/002 | 2400
Radiant Panel & Façade HTG Coil | L05-IPA-GW2-S014-04 | Bedroom - Single | 4959444 |  | NV |  | Level(Name=L05, Elevation=42550) |  | 2700 + 2400 c. bh
Radiant Panel & Façade HTG Coil | L05-IPA-GW2-S014-05 | Bedroom - Single | 4959445 |  | NV |  | Level(Name=L05, Elevation=42550) |  | 2700 + 2400 c. bh
| L05-IPA-GW2-S044-05 | Ensuite | 4959446 |  | D |  | Level(Name=L05, Elevation=42550) | TEF/MD/WD/07/002 | 2400
Radiant Panel & Façade HTG Coil | L05-IPA-GW2-S014-06 | Bedroom - Single | 4959447 |  | NV |  | Level(Name=L05, Elevation=42550) |  | 2700 + 2400 c. bh
Radiant Panel & Façade HTG Coil | L05-IPA-GW2-S014-07 | Bedroom - Single | 4959448 |  | NV |  | Level(Name=L05, Elevation=42550) |  | 2700 + 2400 c. bh
| L05-IPA-GW2-S044-07 | Ensuite | 4959449 |  | D |  | Level(Name=L05, Elevation=42550) | TEF/MD/WD/07/002 | 2400
Radiant Panel & Façade HTG Coil | L05-IPA-GW2-S014-08 | Bedroom - Single | 4959450 |  | NV |  | Level(Name=L05, Elevation=42550) |  | 2700 + 2400 c. bh
Radiant Panel & Façade HTG Coil | L05-IPA-GW2-S014-09 | Bedroom - Single | 4959451 |  | NV |  | Level(Name=L05, Elevation=42550) |  | 2700 + 2400 c. bh
| L05-IPA-GW2-S044-09 | Ensuite | 4959452 |  | D |  | Level(Name=L05, Elevation=42550) | TEF/MD/WD/07/002 | 2400
Radiant Panel & Façade HTG Coil | L05-IPA-GW2-S014-10 | Bedroom - Single | 4959453 |  | NV |  | Level(Name=L05, Elevation=42550) |  | 2700 + 2400 c. bh
Radiant Panel & Façade HTG Coil | L05-IPA-GW2-S014-11 | Bedroom - Single | 4959454 |  | NV |  | Level(Name=L05, Elevation=42550) |  | 2700 + 2400 c. bh
| L05-IPA-GW2-S044-11 | Ensuite | 4959455 |  | D |  | Level(Name=L05, Elevation=42550) | TEF/MD/WD/07/002 | 2400
Radiant Panel & Façade HTG Coil | L05-IPA-GW2-S014-12 | Bedroom - Single | 4959456 |  | NV |  | Level(Name=L05, Elevation=42550) |  | 2700 + 2400 c. bh
Radiant Panel | L05-IPA-GW4-S076-01 | Play Area | 4959457 |  | NV | AHU/GN/WD/07/003 | Level(Name=L05, Elevation=42550) |  | 3200
Radiant Panel & Façade HTG Coil | L05-IPA-GW3-S014-12 | Bedroom - Single | 4959458 |  | NV |  | Level(Name=L05, Elevation=42550) |  | 2700 + 2400 c. bh
| L05-IPA-GW3-S044-13 | Ensuite | 4959459 |  | D |  | Level(Name=L05, Elevation=42550) | TEF/MD/WD/07/004 | 2400
Radiant Panel & Façade HTG Coil | L05-IPA-GW3-S014-13 | Bedroom - Single | 4959460 |  | NV |  | Level(Name=L05, Elevation=42550) |  | 2700 + 2400 c. bh
Radiant Panel & Façade HTG Coil | L05-IPA-GW3-S014-14 | Bedroom - Single | 4959461 |  | NV |  | Level(Name=L05, Elevation=42550) |  | 2700 + 2400 c. bh
| L05-IPA-GW3-S044-15 | Ensuite | 4959462 |  | D |  | Level(Name=L05, Elevation=42550) | TEF/MD/WD/07/004 | 2400
Radiant Panel & Façade HTG Coil | L05-IPA-GW3-S014-15 | Bedroom - Single | 4959463 |  | NV |  | Level(Name=L05, Elevation=42550) |  | 2700 + 2400 c. bh
Radiant Panel & Façade HTG Coil | L05-IPA-GW3-S014-16 | Bedroom - Single | 4959464 |  | NV |  | Level(Name=L05, Elevation=42550) |  | 2700 + 2400 c. bh
| L05-IPA-GW3-S044-17 | Ensuite | 4959465 |  | D |  | Level(Name=L05, Elevation=42550) | TEF/MD/WD/07/004 | 2400
Radiant Panel & Façade HTG Coil | L05-IPA-GW3-S014-17 | Bedroom - Single | 4959466 |  | NV |  | Level(Name=L05, Elevation=42550) |  | 2700 + 2400 c. bh
Radiant Panel & Façade HTG Coil | L05-IPA-GW3-S014-18 | Bedroom - Single | 4959467 |  | NV |  | Level(Name=L05, Elevation=42550) |  | 2700 + 2400 c. bh
| L05-IPA-GW3-S044-19 | Ensuite | 4959468 |  | D |  | Level(Name=L05, Elevation=42550) | TEF/MD/WD/07/004 | 2400
Radiant Panel & Façade HTG Coil | L05-IPA-GW3-S014-19 | Bedroom - Single | 4959469 |  | NV |  | Level(Name=L05, Elevation=42550) |  | 2700 + 2400 c. bh
Radiant Panel | L05-IPA-GW3-U1432-01 | Neurosurgery School Classroom + Store | 4959470 |  | S&E | AHU/GN/WD/07/004 | Level(Name=L05, Elevation=42550) |  | 2700
Radiant Panel | L05-IPA-GW3-S140-02 | Store | 4959471 |  | E | AHU/GN/WD/07/004 | Level(Name=L05, Elevation=42550) |  | 2700
Radiant Panel & Façade HTG Coil | L05-IPA-GW3-S014-11 | Bedroom - Single | 4959472 |  | NV |  | Level(Name=L05, Elevation=42550) |  | 2700 + 2400 c. bh
| L05-IPA-GW3-S044-22 | Ensuite | 4959473 |  | D |  | Level(Name=L05, Elevation=42550) | TEF/MD/WD/07/004 | 2400
Radiant Panel & Façade HTG Coil | L05-IPA-GW3-S014-22 | Bedroom - Single | 4959474 |  | NV |  | Level(Name=L05, Elevation=42550) |  | 2700 + 2400 c. bh
| L05-IPA-GW3-S135-01 | Shower - Staff | 4959475 |  | D | AHU/GN/WD/07/004 | Level(Name=L05, Elevation=42550) |  | 2400
| L05-IPA-GW2-S114-02 | WC - Staff | 4959476 |  | D | AHU/GN/WD/07/004 | Level(Name=L05, Elevation=42550) |  | 2400
FCU | L05-IPA-GW4-L002-01 | Admin Wkst - 2P + IP Wkst - 1P | 4959477 |  | FCU | AHU/GN/WD/07/001 | Level(Name=L05, Elevation=42550) |  | 2700
FCU | L05-IPA-SHS-S094-01 | Staff Lounge/Beverage Bay with Lockers | 4959478 |  | FCU | AHU/GN/WD/07/003 | Level(Name=L05, Elevation=42550) |  | 2700
FCU | L05-IPA-SHS-S094-02 | Staff Lounge/Beverage Bay with Lockers | 4959479 |  | FCU | AHU/GN/WD/07/004 | Level(Name=L05, Elevation=42550) |  | 2700
FCU | L05-IPA-GW1-L002-01 | Admin Wkst - 2P + IP Wkst - 1P | 4959480 |  | FCU | AHU/GN/WD/07/002 | Level(Name=L05, Elevation=42550) |  | 2700
| L05-IPA-GW2-S056-01 | Bay - Linen (one per Cluster) | 4959481 |  | E | AHU/GN/WD/07/002 | Level(Name=L05, Elevation=42550) |  | 2400
| L05-IPA-GW2-S049-01 | Hub (Printing and Scanning) | 4959482 |  | E | AHU/GN/WD/07/002 | Level(Name=L05, Elevation=42550) |  | 2700 + 2400
FCU | L05-IPA-GW2-S093-01 | Staff Base (1 per Cluster) | 4959483 |  | FCU | AHU/GN/WD/07/002 | Level(Name=L05, Elevation=42550) |  | 2700 + 2400
Duct Reheat | L05-IPA-GW3-S080-02 | Prepared Feeds/ Breast Milk Store | 4959484 |  | S&E | AHU/GN/WD/07/004 | Level(Name=L05, Elevation=42550) |  | 2400
FCU | L05-IPA-GW3-S115-06 | Nursing Team Wkst | 4959485 |  | FCU | AHU/GN/WD/07/004 | Level(Name=L05, Elevation=42550) |  | 2700 + 2400
FCU | L05-IPA-GW3-S093-02 | Staff Base (1 per Cluster) | 4959486 |  | FCU | AHU/GN/WD/07/004 | Level(Name=L05, Elevation=42550) |  | 2700 + 2400
Duct Reheat | L05-IPA-GW3-S013-01 | Bedroom - Single - Isolation | 4959487 |  | N/A | AHU/IS/WD/07/022 | Level(Name=L05, Elevation=42550) |  | 2700 + 2400 c. bh
Radiant Panel & Façade HTG Coil | L05-IPA-GW3-S014-10 | Bedroom - Single | 4959488 |  | NV |  | Level(Name=L05, Elevation=42550) |  | 2700 + 2400 c. bh
| L05-IPA-GW3-S152-03 | Wash Hand Basins | 4959489 |  | S&E |  | Level(Name=L05, Elevation=42550) |  | 2400
Radiant Panel & Façade HTG Coil | L05-IPA-GW3-S014-07 | Bedroom - Single | 4959490 |  | NV |  | Level(Name=L05, Elevation=42550) |  | 2700 + 2400 c. bh
Radiant Panel & Façade HTG Coil | L05-IPA-GW3-S014-06 | Bedroom - Single | 4959491 |  | NV |  | Level(Name=L05, Elevation=42550) |  | 2700 + 2400 c. bh
| L05-IPA-GW3-S152-02 | Wash Hand Basins | 4959492 |  | S&E |  | Level(Name=L05, Elevation=42550) |  | 2400
Radiant Panel & Façade HTG Coil | L05-IPA-GW3-S014-03 | Bedroom - Single | 4959493 |  | NV |  | Level(Name=L05, Elevation=42550) |  | 2700 + 2400 c. bh
Radiant Panel & Façade HTG Coil | L05-IPA-GW3-S014-02 | Bedroom - Single | 4959494 |  | NV |  | Level(Name=L05, Elevation=42550) |  | 2700 + 2400 c. bh
| L05-IPA-GW3-S152-01 | Wash Hand Basins | 4959495 |  | S&E |  | Level(Name=L05, Elevation=42550) |  | 2400
Duct Reheat | L05-IPA-GW4-S013-02 | Bedroom - Single - Isolation | 4959496 |  | N/A | AHU/IS/WD/07/012 | Level(Name=L05, Elevation=42550) |  | 2700 + 2400 c. bh
Radiant Panel & Façade HTG Coil | L05-IPA-GW4-S014-01 | Bedroom - Single | 4959497 |  | NV |  | Level(Name=L05, Elevation=42550) |  | 2700 + 2400 c. bh
| L05-IPA-GW4-S152-01 | Wash Hand Basins | 4959498 |  | S&E |  | Level(Name=L05, Elevation=42550) |  | 2400
Radiant Panel & Façade HTG Coil | L05-IPA-GW4-S014-05 | Bedroom - Single | 4959499 |  | NV |  | Level(Name=L05, Elevation=42550) |  | 2700 + 2400 c. bh
Radiant Panel & Façade HTG Coil | L05-IPA-GW4-S014-04 | Bedroom - Single | 4959500 |  | NV |  | Level(Name=L05, Elevation=42550) |  | 2700 + 2400 c. bh
Radiant Panel & Façade HTG Coil | L05-IPA-GW4-S014-09 | Bedroom - Single | 4959502 |  | NV |  | Level(Name=L05, Elevation=42550) |  | 2700 + 2400 c. bh
Radiant Panel & Façade HTG Coil | L05-IPA-GW4-S014-08 | Bedroom - Single | 4959503 |  | NV |  | Level(Name=L05, Elevation=42550) |  | 2700 + 2400 c. bh
| L05-IPA-GW4-S152-03 | Wash Hand Basins | 4959504 |  | S&E |  | Level(Name=L05, Elevation=42550) |  | 2400
Duct Reheat | L05-IPA-GW2-S013-02 | Bedroom - Single - Isolation | 4959505 |  | N/A | AHU/IS/WD/07/010 | Level(Name=L05, Elevation=42550) |  | 2700 + 2400 c. bh
Radiant Panel & Façade HTG Coil | L05-IPA-GW2-S014-13 | Bedroom - Single | 4959506 |  | NV |  | Level(Name=L05, Elevation=42550) |  | 2700 + 2400 c. bh
| L05-IPA-GW2-S152-03 | Wash Hand Basins | 4959507 |  | S&E |  | Level(Name=L05, Elevation=42550) |  | 2400
Radiant Panel & Façade HTG Coil | L05-IPA-GW2-S014-17 | Bedroom - Single | 4959508 |  | NV |  | Level(Name=L05, Elevation=42550) |  | 2700 + 2400 c. bh
Radiant Panel & Façade HTG Coil | L05-IPA-GW2-S014-16 | Bedroom - Single | 4959509 |  | NV |  | Level(Name=L05, Elevation=42550) |  | 2700 + 2400 c. bh
| L05-IPA-GW2-S152-02 | Wash Hand Basins | 4959510 |  | S&E |  | Level(Name=L05, Elevation=42550) |  | 2400
Radiant Panel & Façade HTG Coil | L05-IPA-GW2-S014-21 | Bedroom - Single | 4959511 |  | NV |  | Level(Name=L05, Elevation=42550) |  | 2700 + 2400 c. bh
Radiant Panel & Façade HTG Coil | L05-IPA-GW2-S014-20 | Bedroom - Single | 4959512 |  | NV |  | Level(Name=L05, Elevation=42550) |  | 2700 + 2400 c. bh
| L05-IPA-GW2-S152-01 | Wash Hand Basins | 4959513 |  | S&E |  | Level(Name=L05, Elevation=42550) |  | 2400
Duct Reheat | L05-IPA-GW1-S013-01 | Bedroom - Single - Isolation | 4959514 |  | N/A | AHU/IS/WD/07/003 | Level(Name=L05, Elevation=42550) |  | 2700 + 2400 c. bh
Radiant Panel & Façade HTG Coil | L05-IPA-GW1-S014-22 | Bedroom - Single | 4959515 |  | NV |  | Level(Name=L05, Elevation=42550) |  | 2700 + 2400 c. bh
| L05-IPA-GW1-S152-03 | Wash Hand Basins | 4959516 |  | S&E |  | Level(Name=L05, Elevation=42550) |  | 2400
Radiant Panel & Façade HTG Coil | L05-IPA-GW1-S014-19 | Bedroom - Single | 4959517 |  | NV |  | Level(Name=L05, Elevation=42550) |  | 2700 + 2400 c. bh
Radiant Panel & Façade HTG Coil | L05-IPA-GW1-S014-18 | Bedroom - Single | 4959518 |  | NV |  | Level(Name=L05, Elevation=42550) |  | 2700 + 2400 c. bh
| L05-IPA-GW1-S152-02 | Wash Hand Basins | 4959519 |  | S&E |  | Level(Name=L05, Elevation=42550) |  | 2400
Radiant Panel & Façade HTG Coil | L05-IPA-GW1-S014-15 | Bedroom - Single | 4959520 |  | NV |  | Level(Name=L05, Elevation=42550) |  | 2700 + 2400 c. bh
Radiant Panel & Façade HTG Coil | L05-IPA-GW1-S014-14 | Bedroom - Single | 4959521 |  | NV |  | Level(Name=L05, Elevation=42550) |  | 2700 + 2400 c. bh
| L05-IPA-GW1-S152-01 | Wash Hand Basins | 4959522 |  | S&E |  | Level(Name=L05, Elevation=42550) |  | 2400
Radiant Panel | L05-IPA-CIR-C001-22 | Corridor | 4959523 |  | background S&E | AHU/GN/WD/07/003 | Level(Name=L05, Elevation=42550) |  | 2400
FCU | L05-IPA-SHS-S062-04 | Meeting Room | 4959524 |  | FCU | AHU/GN/WD/07/002 | Level(Name=L05, Elevation=42550) |  | 2900
FCU | L05-IPA-SHS-S062-02 | Meeting Room | 4959525 |  | FCU | AHU/GN/WD/07/002 | Level(Name=L05, Elevation=42550) |  | 2900
FCU | L05-IPA-SHS-S062-03 | Meeting Room | 4959526 |  | FCU | AHU/GN/WD/07/002 | Level(Name=L05, Elevation=42550) |  | 2900
| L05-IPA-GW1-S114-01 | WC - Staff | 4959527 |  | D | AHU/GN/WD/07/003 | Level(Name=L05, Elevation=42550) |  | 2400
| L05-IPA-GW4-S135-01 | Shower - Staff | 4959528 |  | D | AHU/GN/WD/07/003 | Level(Name=L05, Elevation=42550) |  | 2400
| L05-IPA-SHS-S110-01 | WC - Accessible with Baby Change | 4959529 |  | D | AHU/GN/WD/07/002 | Level(Name=L05, Elevation=42550) |  | 2400
FCU | L05-IPA-GW1-S051-01 | Infant Feeding Room | 4959530 |  | FCU | AHU/GN/WD/07/002 | Level(Name=L05, Elevation=42550) |  | 2400
| L05-IPA-GW4-S007-01 | Bay - Hoist | 4959531 |  | E | AHU/GN/WD/07/003 | Level(Name=L05, Elevation=42550) |  | 2400
| L05-IPA-GW1-S007-01 | Bay - Hoist | 4959532 |  | E | AHU/GN/WD/07/003 | Level(Name=L05, Elevation=42550) |  | 2400
Radiant Panel & Façade HTG Coil | L05-IPA-GW2-S014-22 | Bedroom - Single | 4959533 |  | NV |  | Level(Name=L05, Elevation=42550) |  | 2700 + 2400 c. bh
| L05-IPA-SHS-S113-02 | WC - Public | 4959534 |  | D | AHU/GN/WD/07/002 | Level(Name=L05, Elevation=42550) |  | 2400
FCU | L05-IPA-GW2-S093-02 | Staff Base (1 per Cluster) | 4959535 |  | FCU | AHU/GN/WD/07/002 | Level(Name=L05, Elevation=42550) |  | 2700 + 2400
| L05-IPA-GW2-S042-01 | Ensuite - Assisted | 4959536 |  | D | AHU/IS/WD/07/010 | Level(Name=L05, Elevation=42550) | EF/IS/WD/07/010 | 2700
Radiant Panel & Façade HTG Coil | L04-NUT-DHO-S147-01 | Waiting - Shared with OPD and Day Care and Dialysis | 4959537 |  | NV |  | Level(Name=L05, Elevation=42550) |  | 2700
| L05-IPA-SHS-S113-01 | WC - Public | 4959538 |  | D |  | Level(Name=L05, Elevation=42550) |  | 2400
FCU | L05-IPA-GW1-S068-01 | Patient / Family Dining | 4959539 |  | FCU | AHU/GN/WD/07/001 | Level(Name=L05, Elevation=42550) |  | 3200
Radiant Panel | L05-IPA-GW1-S076-01 | Play Area | 4959540 |  | NV |  | Level(Name=L05, Elevation=42550) |  | 2700
Radiant Panel | L05-IPA-GW2-S076-01 | Play Area | 4959541 |  | NV |  | Level(Name=L05, Elevation=42550) |  | 2700
FCU | L05-IPA-GW2-S068-01 | Patient / Family Dining | 4959542 |  | FCU | AHU/GN/WD/07/002 | Level(Name=L05, Elevation=42550) |  | 3200
Duct Reheat | L05-IPA-GW3-S107-01 | Treatment / Minor Procedure Room | 4959543 |  | S&E | AHU/GN/WD/07/004 | Level(Name=L05, Elevation=42550) |  | 2700
| L04-ONC-INP-S114-03 | WC - Staff | 4959544 |  | D | AHU/GN/WD/07/003 | Level(Name=L05, Elevation=42550) |  | 2400
FCU | L05-IPA-GW4-S115-06 | Nursing Team Wkst | 4959545 |  | FCU | AHU/GN/WD/07/003 | Level(Name=L05, Elevation=42550) |  | 2700 + 2400
| L05-IPA-GW4-S152-02 | Wash Hand Basins | 4959546 |  | S&E |  | Level(Name=L05, Elevation=42550) |  | 2400
Duct Reheat | L05-IPA-GW2-S036-02 | Dirty Utility | 4959547 |  | D | AHU/GN/WD/07/002 | Level(Name=L05, Elevation=42550) |  | 2700
| L05-IPA-GW2-S114-01 | WC - Staff | 4959548 |  | D | AHU/GN/WD/07/002 | Level(Name=L05, Elevation=42550) |  | 2400
| L05-IPA-GW2-S112-01 | WC - Assisted with Baby Change | 4959549 |  | D | AHU/GN/WD/07/002 | Level(Name=L05, Elevation=42550) |  | 2400
Duct Reheat | L05-IPA-GW2-S036-01 | Dirty Utility | 4959550 |  | D | AHU/GN/WD/07/002 | Level(Name=L05, Elevation=42550) |  | 2700
FCU | L05-IPA-GW2-S115-06 | Nursing Team Wkst | 4959551 |  | FCU | AHU/GN/WD/07/002 | Level(Name=L05, Elevation=42550) |  | 2700 + 2400
| L05-IPA-GW1-S114-02 | WC - Staff | 4959552 |  | D | AHU/GN/WD/07/002 | Level(Name=L05, Elevation=42550) |  | 2400
FCU | L05-IPA-GW1-S115-06 | Nursing Team Wkst | 4959553 |  | FCU | AHU/GN/WD/07/001 | Level(Name=L05, Elevation=42550) |  | 2700 + 2400
| L05-IPA-GW3-S152-04 | Wash Hand Basins | 4959554 |  | S&E |  | Level(Name=L05, Elevation=42550) |  | 2400
| L05-IPA-GW1-S152-04 | Wash Hand Basins | 4959555 |  | S&E |  | Level(Name=L05, Elevation=42550) |  | 2400
Radiant Panel | L05-IPA-SHS-S057-02 | Parent Lounge with Beverage Bay | 4959556 |  | NV |  | Level(Name=L05, Elevation=42550) |  | 3200
Radiant Panel | L05-IPA-SHS-S057-01 | Parent Lounge with Beverage Bay | 4959560 |  | NV |  | Level(Name=L05, Elevation=42550) |  | 3200
Duct Reheat | L05-IPA-SSA-U0006-01 | Dressing Prep Room | 4959561 |  | S&E | AHU/GN/WD/07/003 | Level(Name=L05, Elevation=42550) |  | 2700
| L05-IPA-GW4-S056-01 | Bay - Linen (one per Cluster) | 4959562 |  | E | AHU/GN/WD/07/003 | Level(Name=L05, Elevation=42550) |  | 2400
Duct Reheat | L05-IPA-GW4-S080-02 | Prepared Feeds/ Breast Milk Store | 4959563 |  | S&E | AHU/GN/WD/07/003 | Level(Name=L05, Elevation=42550) |  | 2400
FCU | L05-IPA-GW4-S068-01 | Patient / Family Dining | 4959564 |  | FCU | AHU/GN/WD/07/003 | Level(Name=L05, Elevation=42550) |  | 3200
Duct Reheat | L05-IPA-BDC-S023-01 | Clean Utility incorporating Dressing Store | 4959565 |  | S | AHU/GN/WD/07/003 | Level(Name=L05, Elevation=42550) |  | 2700
Radiant Panel | L05-IPA-SHS-S012-02 | Bed Pram Cot Storage | 4959566 |  | E | AHU/GN/WD/07/003 | Level(Name=L05, Elevation=42550) |  | 2700
Radiant Panel | L05-IPA-BDC-S005-01 | Assisted Bathroom - Burns Dressing adjacent to Treatment Room | 4959567 |  | D | AHU/GN/WD/07/003 | Level(Name=L05, Elevation=42550) |  | 2700
Radiant Panel | L05-IPA-GW4-S139-02 | Store | 4959568 |  | E | AHU/GN/WD/07/003 | Level(Name=L05, Elevation=42550) |  | 2400
Duct Reheat | L05-IPA-GW3-S053-01 | Interview Room | 4959569 |  | S&E | AHU/GN/WD/07/004 | Level(Name=L05, Elevation=42550) |  | 2700
Duct Reheat | L05-IPA-GW4-S053-01 | Interview Room | 4959570 |  | S&E | AHU/GN/WD/07/004 | Level(Name=L05, Elevation=42550) |  | 2700
| L05-IPA-GW3-S056-02 | Bay - Linen (one per Cluster) | 4959571 |  | E | AHU/GN/WD/07/004 | Level(Name=L05, Elevation=42550) |  | 2400
FCU | L05-IPA-SSS-S133-01 | Reporting Bay | 4959572 |  | FCU | AHU/GN/WD/07/004 | Level(Name=L05, Elevation=42550) |  | 2700
FCU | L05-IPA-SSS-S123-01 | Observation Station | 4959573 |  | FCU | AHU/GN/WD/07/004 | Level(Name=L05, Elevation=42550) |  | 2400
Duct Reheat | L05-IPA-GW3-S023-02 | Clean Utility | 4959574 |  | S | AHU/GN/WD/07/004 | Level(Name=L05, Elevation=42550) |  | 2700
FCU | L05-IPA-GW3-S067-01 | Pantry | 4959575 |  | FCU | AHU/GN/WD/07/004 | Level(Name=L05, Elevation=42550) |  | 2400
FCU | L05-IPA-GW3-S019-01 | Central Workstation | 4959576 |  | FCU | AHU/GN/WD/07/004 | Level(Name=L05, Elevation=42550) |  | 2700 + 2400
Radiant Panel | L05-IPA-GW3-S139-01 | Store | 4959577 |  | E | AHU/GN/WD/07/004 | Level(Name=L05, Elevation=42550) |  | 2400
Radiant Panel | L05-IPA-GW3-S140-01 | Store | 4959578 |  | E | AHU/GN/WD/07/004 | Level(Name=L05, Elevation=42550) |  | 2400
Radiant Panel | L05-IPA-GW3-S076-01 | Play Area | 4959579 |  | NV |  | Level(Name=L05, Elevation=42550) |  | 2700
FCU | L05-IPA-SHS-S062-01 | Meeting Room | 4959580 |  | FCU | AHU/GN/WD/07/002 | Level(Name=L05, Elevation=42550) |  | 2900
| L05-IPA-GW1-S084-01 | School Store (to be allocated from School SOA) | 4959581 |  | E | AHU/GN/WD/07/002 | Level(Name=L05, Elevation=42550) |  | 2400
Duct Reheat | L05-IPA-GW2-S060-01 | MDT Therapy Room | 4959582 |  | S&E | AHU/GN/WD/07/002 | Level(Name=L05, Elevation=42550) |  | 2700
| L05-IPA-GW2-S056-02 | Bay - Linen (one per Cluster) | 4959583 |  | E | AHU/GN/WD/07/002 | Level(Name=L05, Elevation=42550) |  | 2400
Duct Reheat | L05-IPA-GW2-S023-02 | Clean Utility | 4959584 |  | S | AHU/GN/WD/07/002 | Level(Name=L05, Elevation=42550) |  | 2700
FCU | L05-IPA-GW2-S019-01 | Central Workstation | 4959585 |  | FCU | AHU/GN/WD/07/002 | Level(Name=L05, Elevation=42550) |  | 2700 + 2400
Duct Reheat | L05-IPA-GW2-S072-01 | Pharmacy Prep Room | 4959586 |  | S&E | AHU/GN/WD/07/002 | Level(Name=L05, Elevation=42550) |  | 2700
Duct Reheat | L05-IPA-SHS-S022-01 | Clean Delivery Hub | 4959587 |  | S | AHU/GN/WD/07/001 | Level(Name=L05, Elevation=42550) |  | 2700
| L05-IPA-GW1-S025-01 | Cleaners Room | 4959588 |  | D | AHU/GN/WD/07/001 | Level(Name=L05, Elevation=42550) |  | 2400
Radiant Panel | L05-IPA-CIR-C001-20 | Corridor | 4959589 |  | background S&E | AHU/GN/WD/07/003 | Level(Name=L05, Elevation=42550) |  | 2400
| L05-IPA-SHS-S109-01 | WC - Accessible | 4959590 |  | D | AHU/GN/WD/07/003 | Level(Name=L05, Elevation=42550) |  | 2400
Radiant Panel | L05-IPA-SHS-S012-01 | Bed Pram Cot Storage | 4959591 |  | E | AHU/GN/WD/07/004 | Level(Name=L05, Elevation=42550) |  | 2700
| L05-IPA-SHS-S109-02 | WC - Accessible | 4959592 |  | D | AHU/GN/WD/07/004 | Level(Name=L05, Elevation=42550) |  | 2400
FCU | L05-IPA-GW3-S068-01 | Patient / Family Dining | 4959593 |  | FCU | AHU/GN/WD/07/004 | Level(Name=L05, Elevation=42550) |  | 3200
Duct Reheat | L05-IPA-SHS-S022-02 | Clean Delivery Hub | 4959594 |  | S | AHU/GN/WD/07/002 | Level(Name=L05, Elevation=42550) |  | 2700
| L05-IPA-GW2-S025-01 | Cleaners Room | 4959595 |  | D | AHU/GN/WD/07/002 | Level(Name=L05, Elevation=42550) |  | 2400
Radiant Panel | L05-IPA-CIR-C001-15 | Corridor | 4959596 |  | NV | AHU/GN/WD/07/002 | Level(Name=L05, Elevation=42550) |  | 2900
FCU | L05-IPA-GW3-L002-01 | Admin Wkst - 2P | 4959597 |  | FCU | AHU/GN/WD/07/001 | Level(Name=L05, Elevation=42550) |  | 2700
Radiant Panel | L05-CIR-CIR-C001-01 | Corridor | 4959600 |  | background S&E | AHU/GN/WD/07/002 | Level(Name=L05, Elevation=42550) |  | 2400
Radiant Panel | L05-CIR-CIR-C004-01 | Hospital Street Shared Corridor (Between Departments) | 4959601 |  | NV |  | Level(Name=L05, Elevation=42550) |  | 2900
| L05-IPA-GW1-S042-01 | Ensuite - Assisted | 4959602 |  | D | AHU/IS/WD/07/003 | Level(Name=L05, Elevation=42550) | EF/IS/WD/07/003 | 2700
| L05-IPA-GW2-S007-01 | Bay - Hoist | 4959603 |  | E | AHU/GN/WD/07/002 | Level(Name=L05, Elevation=42550) |  | 2700
| L05-IPA-GW3-S007-01 | Bay - Hoist | 4959604 |  | E | AHU/GN/WD/07/002 | Level(Name=L05, Elevation=42550) |  | 2700
| L05-IPA-GW2-S001-01 | Airlock | 4959605 |  | S | AHU/IS/WD/07/010 | Level(Name=L05, Elevation=42550) |  | 2400
FCU | L05-IPA-GW1-S067-01 | Pantry | 4959606 |  | FCU | AHU/GN/WD/07/001 | Level(Name=L05, Elevation=42550) |  | 2400
FCU | L05-HUB-ITH-S118-01 | IT Hub | 4959607 |  | FCU | AHU/GN/WD/07/001 | Level(Name=L05, Elevation=42550) |  | N/A
| L05-IPA-GW1-S056-01 | Bay - Linen (one per Cluster) | 4959608 |  | E | AHU/GN/WD/07/001 | Level(Name=L05, Elevation=42550) |  | 2400
| L05-IPA-GW1-S139-03 | Store | 4959609 |  | E | AHU/GN/WD/07/001 | Level(Name=L05, Elevation=42550) |  | 2400
FCU | L05-HUB-ITH-S118-06 | IT Hub | 4959610 |  | FCU | AHU/GN/WD/07/002 | Level(Name=L05, Elevation=42550) |  | N/A
| L05-IPA-GW2-S056-03 | Bay - Linen (one per Cluster) | 4959611 |  | E | AHU/GN/WD/07/002 | Level(Name=L05, Elevation=42550) |  | 2400
Radiant Panel | L05-IPA-CIR-C001-12 | Corridor | 4959612 |  | background S&E | AHU/GN/WD/07/002 | Level(Name=L05, Elevation=42550) |  | 2400
Radiant Panel | L05-CIR-CIR-C006-06 | Lift - Stair Lobby | 4959613 |  | background S&E | AHU/GN/WD/07/002 | Level(Name=L05, Elevation=42550) |  | 2400
| L05-CIR-CIR-C008-04 | Stairwell | 4959614 |  | N/A |  | Level(Name=L05, Elevation=42550) |  | N/A
Radiant Panel | L05-CIR-CIR-C001-02 | Corridor | 4959615 |  | background S&E | AHU/GN/WD/07/003 | Level(Name=L05, Elevation=42550) |  | 2400
| L05-CIR-CIR-C008-01 | Stairwell | 4959616 |  | N/A |  | Level(Name=L05, Elevation=42550) |  | N/A
| L04-NUT-SNU-S113-04 | WC - Public - Shared with OPD and Day Care and Dialysis | 4959617 |  | D | AHU/GN/WD/07/003 | Level(Name=L05, Elevation=42550) |  | 2400
| L05-IPA-GW4-S114-02 | WC - Staff | 4959618 |  | D | AHU/GN/WD/07/003 | Level(Name=L05, Elevation=42550) |  | 2400
Duct Reheat | L05-IPA-GW1-S053-01 | Interview Room | 4959619 |  | S&E | AHU/GN/WD/07/001 | Level(Name=L05, Elevation=42550) |  | 2700
Duct Reheat | L05-IPA-GW2-S053-01 | Interview Room | 4959620 |  | S&E | AHU/GN/WD/07/001 | Level(Name=L05, Elevation=42550) |  | 2700
| L05-CIR-CIR-C008-03 | Stairwell | 4959621 |  | S&E |  | Level(Name=L05, Elevation=42550) |  | N/A
FCU | L05-HUB-ITH-S118-02 | IT Hub | 4959622 |  | FCU | AHU/GN/WD/07/003 | Level(Name=L05, Elevation=42550) |  | N/A
Radiant Panel | L05-IPA-CIR-C001-09 | Corridor | 4959623 |  | NV | AHU/GN/WD/07/001 | Level(Name=L05, Elevation=42550) |  | 2900
FCU | L05-IPA-SHS-S032-01 | Cooking Pantry | 4959624 |  | FCU | AHU/GN/WD/07/003 | Level(Name=L05, Elevation=42550) |  | 2700
FCU | L05-HUB-ITH-S118-05 | IT Hub | 4959625 |  | FCU | AHU/GN/WD/07/001 | Level(Name=L05, Elevation=42550) |  | N/A
FCU | L05-HUB-ITH-S118-04 | IT Hub | 4959626 |  | FCU | AHU/GN/WD/07/004 | Level(Name=L05, Elevation=42550) |  | N/A
FCU | L05-HUB-ITH-S118-03 | IT Hub | 4959627 |  | FCU | AHU/GN/WD/07/004 | Level(Name=L05, Elevation=42550) |  | N/A
Radiant Panel | L05-IPA-GW2-S139-02 | Store | 4959628 |  | E | AHU/GN/WD/07/004 | Level(Name=L05, Elevation=42550) |  | 2400
| L05-IPA-SHS-S005-02 | Assisted Bathroom | 4959629 |  | D | AHU/GN/WD/07/004 | Level(Name=L05, Elevation=42550) |  | 2700
FCU | L05-IPA-SHS-S032-02 | Cooking Pantry | 4959630 |  | FCU | AHU/GN/WD/07/004 | Level(Name=L05, Elevation=42550) |  | 2700
Radiant Panel | L05-CIR-CIR-C006-04 | Lift - Stair Lobby | 4959631 |  | background S&E | AHU/GN/WD/07/002 | Level(Name=L05, Elevation=42550) |  | 2400
Radiant Panel | L05-CIR-CIR-C006-01 | Lift - Stair Lobby | 4959632 |  | background S&E | AHU/GN/WD/07/003 | Level(Name=L05, Elevation=42550) |  | 2400
Radiant Panel | L05-IPA-CIR-C001-21 | Corridor | 4959633 |  | background S&E | AHU/GN/WD/07/003 | Level(Name=L05, Elevation=42550) |  | 2400
Radiant Panel | L05-IPA-CIR-C001-18 | Corridor | 4959634 |  | background S&E | AHU/GN/WD/07/004 | Level(Name=L05, Elevation=42550) |  | 2400
Radiant Panel | L05-IPA-CIR-C001-04 | Corridor | 4959635 |  | background S&E | AHU/GN/WD/07/002 | Level(Name=L05, Elevation=42550) |  | 2400
Radiant Panel | L05-IPA-CIR-C001-08 | Corridor | 4959636 |  | background S&E | AHU/GN/WD/07/002 | Level(Name=L05, Elevation=42550) |  | 2400
| L05-IPA-GW3-S056-03 | Bay - Linen (one per Cluster) | 4959637 |  | E | AHU/GN/WD/07/004 | Level(Name=L05, Elevation=42550) |  | 2400
Duct Reheat | L05-IPA-GW3-S036-02 | Dirty Utility | 4959638 |  | D | AHU/GN/WD/07/004 | Level(Name=L05, Elevation=42550) |  | 2700
Radiant Panel | L05-IPA-CIR-C001-19 | Corridor | 4959639 |  | background S&E | AHU/GN/WD/07/004 | Level(Name=L05, Elevation=42550) |  | 2400
Radiant Panel | L05-CIR-CIR-C006-02 | Lift - Stair Lobby | 4959640 |  | background S&E | AHU/GN/WD/07/001 | Level(Name=L05, Elevation=42550) |  | 2400
| L05-IPA-GW1-S001-02 | Airlock | 4959641 |  | S | AHU/IS/WD/07/003 | Level(Name=L05, Elevation=42550) |  | 2400
FCU | L05-IPA-GW1-S093-01 | Staff Base (1 per Cluster) | 4959642 |  | FCU | AHU/GN/WD/07/001 | Level(Name=L05, Elevation=42550) |  | 2700 + 2400
Radiant Panel | L05-IPA-CIR-C001-01 | Corridor | 4959643 |  | background S&E | AHU/GN/WD/07/001 | Level(Name=L05, Elevation=42550) |  | 2400
Radiant Panel | L05-IPA-CIR-C001-03 | Corridor | 4959644 |  | background S&E | AHU/GN/WD/07/002 | Level(Name=L05, Elevation=42550) |  | 2400
FCU | L05-IPA-GW2-S067-01 | Pantry | 4959645 |  | FCU | AHU/GN/WD/07/002 | Level(Name=L05, Elevation=42550) |  | 2400
Radiant Panel | L05-IPA-CIR-C001-10 | Corridor | 4959646 |  | NV | AHU/GN/WD/07/001 | Level(Name=L05, Elevation=42550) |  | 2900
Radiant Panel | L05-IPA-SHS-S005-01 | Assisted Bathroom | 4959647 |  | D | AHU/GN/WD/07/001 | Level(Name=L05, Elevation=42550) |  | 2700
| L05-IPA-SHS-S038-02 | Disposal Room (adjacent to AGV lifts) Large | 4959648 |  | D | AHU/GN/WD/07/001 | Level(Name=L05, Elevation=42550) |  | 2700
| L05-CIR-CIR-C008-02 | Stairwell | 4959649 |  | S&E |  | Level(Name=L05, Elevation=42550) |  | N/A
Duct Reheat | L05-IPA-GW1-S080-02 | Prepared Feeds/ Breast Milk Store | 4959650 |  | S&E | AHU/GN/WD/07/001 | Level(Name=L05, Elevation=42550) |  | 2400
Radiant Panel | L05-IPA-CIR-C001-02 | Corridor | 4959651 |  | background S&E | AHU/GN/WD/07/001 | Level(Name=L05, Elevation=42550) |  | 2400
Radiant Panel | L05-CIR-CIR-C006-03 | Lift - Stair Lobby | 4959652 |  | background S&E | AHU/GN/WD/07/001 | Level(Name=L05, Elevation=42550) |  | 2400
Duct Reheat | L05-IPA-GW2-S080-02 | Prepared Feeds/ Breast Milk Store | 4959653 |  | S&E | AHU/GN/WD/07/002 | Level(Name=L05, Elevation=42550) |  | 2400
Radiant Panel | L05-CIR-CIR-C006-05 | Lift - Stair Lobby | 4959654 |  | background S&E | AHU/GN/WD/07/002 | Level(Name=L05, Elevation=42550) |  | 2400
FCU | L05-IPA-GW2-L002-01 | Admin Wkst - 2P | 4959655 |  | FCU | AHU/GN/WD/07/002 | Level(Name=L05, Elevation=42550) |  | 2700
| L05-IPA-SHS-S038-01 | Disposal Room (adjacent to AGV lifts) Large | 4959656 |  | D | AHU/GN/WD/07/002 | Level(Name=L05, Elevation=42550) |  | 2700
Radiant Panel | L05-IPA-GW2-S139-01 | Store | 4959657 |  | E | AHU/GN/WD/07/002 | Level(Name=L05, Elevation=42550) |  | 2400
Radiant Panel | L05-IPA-CIR-C001-17 | Corridor | 4959658 |  | background S&E | AHU/GN/WD/07/004 | Level(Name=L05, Elevation=42550) |  | 2400
| L06-IPA-GW8-S056-03 | Bay - Linen (one per Cluster) | 4959672 | 3.0792 | E | AHU/GN/WD/07/003 | Level(Name=L06, Elevation=46350) |  | 2400
Duct Reheat | L06-IPA-GW8-S023-02 | Clean Utility | 4959673 | 11.4987 | S | AHU/GN/WD/07/003 | Level(Name=L06, Elevation=46350) |  | 2700
| L06-IPA-GW8-S049-01 | Hub (Printing and Scanning) | 4959674 | 4.7745 | E | AHU/GN/WD/07/003 | Level(Name=L06, Elevation=46350) |  | 2700 + 2400
Duct Reheat | L06-IPA-GW8-S072-01 | Pharmacy Prep Room | 4959675 | 9.7647 | S&E | AHU/GN/WD/07/003 | Level(Name=L06, Elevation=46350) |  | 2700
FCU | L06-IPA-GW8-S093-02 | Staff Base (1 per Cluster) | 4959676 | 7.628 | FCU | AHU/GN/WD/07/003 | Level(Name=L06, Elevation=46350) |  | 2700 + 2400
Duct Reheat | L06-IPA-GW8-S060-01 | MDT Therapy Room | 4959677 | 24.1925 | S&E | AHU/GN/WD/07/003 | Level(Name=L06, Elevation=46350) |  | 2700
| L06-IPA-GW8-S112-01 | WC - Assisted with Baby Change | 4959678 | 6.7758 | D | AHU/GN/WD/07/003 | Level(Name=L06, Elevation=46350) |  | 2400
Duct Reheat | L06-IPA-GW8-S036-02 | Dirty Utility | 4959679 | 7.0862 | D | AHU/GN/WD/07/003 | Level(Name=L06, Elevation=46350) |  | 2400
| L06-IPA-GW6-S056-01 | Bay - Linen (one per Cluster) | 4959680 | 2.647 | E | AHU/GN/WD/07/002 | Level(Name=L06, Elevation=46350) |  | 2400
Duct Reheat | L06-IPA-GW6-S023-01 | Clean Utility | 4959681 | 12.0294 | S | AHU/GN/WD/07/002 | Level(Name=L06, Elevation=46350) |  | 2700
FCU | L06-IPA-GW6-S093-01 | Staff Base (1 per Cluster) | 4959682 | 7.8923 | FCU | AHU/GN/WD/07/002 | Level(Name=L06, Elevation=46350) |  | 2700 + 2400
| L06-IPA-GW6-S049-01 | Hub (Printing and Scanning) | 4959683 | 4.7207 | E | AHU/GN/WD/07/002 | Level(Name=L06, Elevation=46350) |  | 2700 + 2400
| L06-IPA-GW6-S112-01 | WC - Assisted with Baby Change | 4959684 | 6.5423 | D | AHU/GN/WD/07/002 | Level(Name=L06, Elevation=46350) |  | 2400
Duct Reheat | L06-IPA-GW6-S036-01 | Dirty Utility | 4959685 | 8.0891 | D | AHU/GN/WD/07/002 | Level(Name=L06, Elevation=46350) |  | 2400
Duct Reheat | L06-IPA-GW6-S060-01 | MDT Therapy Room | 4959686 | 25.3195 | S&E | AHU/GN/WD/07/002 | Level(Name=L06, Elevation=46350) |  | 2700
Duct Reheat | L06-IPA-GW6-S072-01 | Pharmacy Prep Room | 4959687 | 9.719 | S&E | AHU/GN/WD/07/002 | Level(Name=L06, Elevation=46350) |  | 2700
Duct Reheat | L06-IPA-GW5-S023-02 | Clean Utility | 4959688 | 11.9682 | S | AHU/GN/WD/07/001 | Level(Name=L06, Elevation=46350) |  | 2700
| L06-IPA-GW5-S056-03 | Bay - Linen (one per Cluster) | 4959689 | 2.7095 | E | AHU/GN/WD/07/001 | Level(Name=L06, Elevation=46350) |  | 2400
| L06-IPA-GW5-S049-01 | Hub (Printing and Scanning) | 4959690 | 4.7206 | E | AHU/GN/WD/07/001 | Level(Name=L06, Elevation=46350) |  | 2700 + 2400
FCU | L06-IPA-GW5-S093-02 | Staff Base (1 per Cluster) | 4959691 | 7.8761 | FCU | AHU/GN/WD/07/001 | Level(Name=L06, Elevation=46350) |  | 2700 + 2400
Duct Reheat | L06-IPA-GW5-S036-02 | Dirty Utility | 4959692 | 8.095 | D | AHU/GN/WD/07/001 | Level(Name=L06, Elevation=46350) |  | 2400
| L06-IPA-GW5-S112-01 | WC - Assisted with Baby Change | 4959693 | 6.5314 | D | AHU/GN/WD/07/001 | Level(Name=L06, Elevation=46350) |  | 2400
Duct Reheat | L06-IPA-GW5-S060-01 | MDT Therapy Room | 4959694 | 25.0927 | S&E | AHU/GN/WD/07/001 | Level(Name=L06, Elevation=46350) |  | 2700
Duct Reheat | L06-IPA-GW5-S072-01 | Pharmacy Prep Room | 4959695 | 9.9443 | S&E | AHU/GN/WD/07/001 | Level(Name=L06, Elevation=46350) |  | 2700
Duct Reheat | L06-IPA-GW7-S023-01 | Clean Utility | 4959696 | 12.0294 | S | AHU/GN/WD/07/004 | Level(Name=L06, Elevation=46350) |  | 2700
| L06-IPA-GW7-S056-01 | Bay - Linen (one per Cluster) | 4959697 | 2.647 | E | AHU/GN/WD/07/004 | Level(Name=L06, Elevation=46350) |  | 2400
FCU | L06-IPA-GW7-S093-01 | Staff Base (1 per Cluster) | 4959698 | 7.8593 | FCU | AHU/GN/WD/07/004 | Level(Name=L06, Elevation=46350) |  | 2700 + 2400
| L06-IPA-GW7-S049-01 | Hub (Printing and Scanning) | 4959699 | 4.8007 | E | AHU/GN/WD/07/004 | Level(Name=L06, Elevation=46350) |  | 2700 + 2400
Duct Reheat | L06-IPA-GW7-S036-01 | Dirty Utility | 4959700 | 7.4201 | D | AHU/GN/WD/07/004 | Level(Name=L06, Elevation=46350) |  | 2400
| L06-IPA-GW7-S112-01 | WC - Assisted with Baby Change | 4959701 | 6.1337 | D | AHU/GN/WD/07/004 | Level(Name=L06, Elevation=46350) |  | 2400
Duct Reheat | L06-IPA-GW7-S060-01 | MDT Therapy Room | 4959702 | 25.3195 | S&E | AHU/GN/WD/07/004 | Level(Name=L06, Elevation=46350) |  | 2700
Duct Reheat | L06-IPA-GW7-S072-01 | Pharmacy Prep Room | 4959703 | 9.4139 | S&E | AHU/GN/WD/07/004 | Level(Name=L06, Elevation=46350) |  | 2700
Duct Reheat | L06-IPA-GW7-S127-01 | Pharmacy Prep + PTS | 4959704 | 15.9845 | S&E | AHU/GN/WD/07/004 | Level(Name=L06, Elevation=46350) |  | 2700
| L06-IPA-GW7-S010-01 | Bay - Resuscitation | 4959705 | 0.94 | S&E |  | Level(Name=L06, Elevation=46350) |  | 2700
Duct Reheat | L06-IPA-GW7-S036-02 | Dirty Utility | 4959706 | 10.3886 | D | AHU/GN/WD/07/004 | Level(Name=L06, Elevation=46350) |  | 2400
| L06-IPA-GW7-S056-02 | Bay - Linen (one per Cluster) | 4959707 | 3.0855 | E | AHU/GN/WD/07/004 | Level(Name=L06, Elevation=46350) |  | 2400
Duct Reheat | L06-IPA-GW7-S108-01 | Orthopaedic Treatment room | 4959708 | 19.9758 | S&E | AHU/GN/WD/07/004 | Level(Name=L06, Elevation=46350) |  | 2700
Duct Reheat | L06-IPA-GW7-S023-02 | Clean Utility | 4959709 | 11.0807 | S | AHU/GN/WD/07/004 | Level(Name=L06, Elevation=46350) |  | 2700
FCU | L06-IPA-GW7-S019-01 | Central Workstation | 4959710 | 13.6305 | FCU | AHU/GN/WD/07/004 | Level(Name=L06, Elevation=46350) |  | 2700
| L06-IPA-GW8-S010-01 | Bay - Resuscitation | 4959711 | 1 | S&E |  | Level(Name=L06, Elevation=46350) |  | 2700 + 2400
Duct Reheat | L06-IPA-GW8-S127-01 | Pharmacy Prep + PTS | 4959712 | 15.2721 | S&E | AHU/GN/WD/07/003 | Level(Name=L06, Elevation=46350) |  | 2700
Duct Reheat | L06-IPA-GW8-S036-01 | Dirty Utility | 4959713 | 9.9169 | D | AHU/GN/WD/07/003 | Level(Name=L06, Elevation=46350) |  | 2400
| L06-IPA-GW8-S056-01 | Bay - Linen (one per Cluster) | 4959714 | 2.4903 | E | AHU/GN/WD/07/003 | Level(Name=L06, Elevation=46350) |  | 2400
| L06-IPA-GW8-S056-02 | Bay - Linen (one per Cluster) | 4959715 | 2.616 | E | AHU/GN/WD/07/003 | Level(Name=L06, Elevation=46350) |  | 2400
Duct Reheat | L06-IPA-GW8-S023-01 | Clean Utility | 4959716 | 11.9622 | S | AHU/GN/WD/07/003 | Level(Name=L06, Elevation=46350) |  | 2700
Duct Reheat | L06-IPA-GW8-S107-01 | Treatment / Minor Procedure Room | 4959717 | 18.0671 | S&E | AHU/GN/WD/07/003 | Level(Name=L06, Elevation=46350) |  | 2700
FCU | L06-IPA-GW8-S019-01 | Central Workstation | 4959718 | 12.3252 | FCU | AHU/GN/WD/07/003 | Level(Name=L06, Elevation=46350) |  | 2700 + 2400
| L06-IPA-GW5-S010-01 | Bay - Resuscitation | 4959719 | 1 | S&E |  | Level(Name=L06, Elevation=46350) |  | 2700 + 2400
Duct Reheat | L06-IPA-GW5-S127-01 | Pharmacy Prep + PTS | 4959720 | 15.2721 | S&E | AHU/GN/WD/07/001 | Level(Name=L06, Elevation=46350) |  | 2700
| L06-IPA-GW5-S139-02 | Store | 4959721 | 3.2742 | E | AHU/GN/WD/07/001 | Level(Name=L06, Elevation=46350) |  | 2400
Duct Reheat | L06-IPA-GW5-S036-01 | Dirty Utility | 4959722 | 10.0885 | D | AHU/GN/WD/07/001 | Level(Name=L06, Elevation=46350) |  | 2400
| L06-IPA-GW5-S056-02 | Bay - Linen (one per Cluster) | 4959723 | 2.616 | E | AHU/GN/WD/07/001 | Level(Name=L06, Elevation=46350) |  | 2400
Duct Reheat | L06-IPA-GW5-S107-01 | Treatment / Minor Procedure Room | 4959724 | 18.0671 | S&E | AHU/GN/WD/07/001 | Level(Name=L06, Elevation=46350) |  | 2700
Duct Reheat | L06-IPA-GW5-S023-01 | Clean Utility | 4959725 | 11.9622 | S | AHU/GN/WD/07/001 | Level(Name=L06, Elevation=46350) |  | 2700
FCU | L06-IPA-GW5-S019-01 | Central Workstation | 4959726 | 12.4481 | FCU | AHU/GN/WD/07/001 | Level(Name=L06, Elevation=46350) |  | 2700 + 2400
| L06-IPA-GW5-S044-11 | Ensuite | 4959727 | 5.5 | D |  | Level(Name=L06, Elevation=46350) | TEF/MD/WD/07/001 | 2400
| L06-IPA-GW5-S044-03 | Ensuite | 4959728 | 5.5 | D |  | Level(Name=L06, Elevation=46350) | TEF/MD/WD/07/001 | 2400
| L06-IPA-GW5-S044-05 | Ensuite | 4959729 | 5.5 | D |  | Level(Name=L06, Elevation=46350) | TEF/MD/WD/07/001 | 2400
| L06-IPA-GW5-S044-07 | Ensuite | 4959730 | 5.4992 | D |  | Level(Name=L06, Elevation=46350) | TEF/MD/WD/07/001 | 2400
| L06-IPA-GW5-S044-09 | Ensuite | 4959731 | 5.5 | D |  | Level(Name=L06, Elevation=46350) | TEF/MD/WD/07/001 | 2400
| L06-IPA-GW5-S001-01 | Airlock | 4959732 | 6.05 | S | AHU/IS/WD/07/004 | Level(Name=L06, Elevation=46350) |  | 2400
| L06-IPA-GW5-S044-22 | Ensuite | 4959733 | 5.5 | D |  | Level(Name=L06, Elevation=46350) | TEF/MD/WD/07/001 | 2400
| L06-IPA-GW5-S044-20 | Ensuite | 4959734 | 5.5 | D |  | Level(Name=L06, Elevation=46350) | TEF/MD/WD/07/001 | 2400
| L06-IPA-GW5-S044-16 | Ensuite | 4959735 | 5.5 | D |  | Level(Name=L06, Elevation=46350) | TEF/MD/WD/07/001 | 2400
| L06-IPA-GW6-S044-02 | Ensuite | 4959736 | 5.4988 | D |  | Level(Name=L06, Elevation=46350) | TEF/MD/WD/07/002 | 2400
| L06-IPA-GW6-S044-10 | Ensuite | 4959737 | 5.5 | D |  | Level(Name=L06, Elevation=46350) | TEF/MD/WD/07/002 | 2400
| L06-IPA-GW6-S044-08 | Ensuite | 4959738 | 5.5 | D |  | Level(Name=L06, Elevation=46350) | TEF/MD/WD/07/002 | 2400
| L06-IPA-GW6-S044-06 | Ensuite | 4959739 | 5.4992 | D |  | Level(Name=L06, Elevation=46350) | TEF/MD/WD/07/002 | 2400
| L06-IPA-GW6-S044-04 | Ensuite | 4959740 | 5.5 | D |  | Level(Name=L06, Elevation=46350) | TEF/MD/WD/07/002 | 2400
| L06-IPA-GW6-S001-02 | Airlock | 4959741 | 6.05 | S | AHU/IS/WD/07/011 | Level(Name=L06, Elevation=46350) |  | 2400
| L06-IPA-GW6-S044-13 | Ensuite | 4959742 | 5.5 | D |  | Level(Name=L06, Elevation=46350) | TEF/MD/WD/07/002 | 2400
| L06-IPA-GW6-S044-15 | Ensuite | 4959743 | 5.5 | D |  | Level(Name=L06, Elevation=46350) | TEF/MD/WD/07/002 | 2400
| L06-IPA-GW6-S044-19 | Ensuite | 4959744 | 5.5 | D |  | Level(Name=L06, Elevation=46350) | TEF/MD/WD/07/002 | 2400
| L06-IPA-GW7-S044-21 | Ensuite | 4959745 | 5.4988 | D |  | Level(Name=L06, Elevation=46350) | TEF/MD/WD/07/004 | 2400
| L06-IPA-GW7-S044-13 | Ensuite | 4959746 | 5.5 | D |  | Level(Name=L06, Elevation=46350) | TEF/MD/WD/07/004 | 2400
| L06-IPA-GW7-S044-15 | Ensuite | 4959747 | 5.5 | D |  | Level(Name=L06, Elevation=46350) | TEF/MD/WD/07/004 | 2400
| L06-IPA-GW7-S044-17 | Ensuite | 4959748 | 5.4992 | D |  | Level(Name=L06, Elevation=46350) | TEF/MD/WD/07/004 | 2400
| L06-IPA-GW7-S044-19 | Ensuite | 4959749 | 5.5 | D |  | Level(Name=L06, Elevation=46350) | TEF/MD/WD/07/004 | 2400
| L06-IPA-GW7-S001-01 | Airlock | 4959750 | 6.05 | S | AHU/IS/WD/07/023 | Level(Name=L06, Elevation=46350) |  | 2400
| L06-IPA-GW7-S044-10 | Ensuite | 4959751 | 5.5 | D |  | Level(Name=L06, Elevation=46350) | TEF/MD/WD/07/004 | 2400
| L06-IPA-GW7-S044-08 | Ensuite | 4959752 | 5.5 | D |  | Level(Name=L06, Elevation=46350) | TEF/MD/WD/07/004 | 2400
| L06-IPA-GW7-S044-04 | Ensuite | 4959753 | 5.5 | D |  | Level(Name=L06, Elevation=46350) | TEF/MD/WD/07/004 | 2400
| L06-IPA-GW8-S044-12 | Ensuite | 4959754 | 5.5012 | D |  | Level(Name=L06, Elevation=46350) | TEF/MD/WD/07/003 | 2400
| L06-IPA-GW8-S044-20 | Ensuite | 4959755 | 5.5 | D |  | Level(Name=L06, Elevation=46350) | TEF/MD/WD/07/003 | 2400
| L06-IPA-GW8-S044-18 | Ensuite | 4959756 | 5.5 | D |  | Level(Name=L06, Elevation=46350) | TEF/MD/WD/07/003 | 2400
| L06-IPA-GW8-S044-16 | Ensuite | 4959757 | 5.4992 | D |  | Level(Name=L06, Elevation=46350) | TEF/MD/WD/07/003 | 2400
| L06-IPA-GW8-S044-14 | Ensuite | 4959758 | 5.5 | D |  | Level(Name=L06, Elevation=46350) | TEF/MD/WD/07/003 | 2400
| L06-IPA-GW8-S001-02 | Airlock | 4959759 | 6.05 | S | AHU/IS/WD/07/016 | Level(Name=L06, Elevation=46350) |  | 2400
| L06-IPA-GW8-S044-01 | Ensuite | 4959760 | 5.5 | D |  | Level(Name=L06, Elevation=46350) | TEF/MD/WD/07/003 | 2400
| L06-IPA-GW8-S044-03 | Ensuite | 4959761 | 5.5 | D |  | Level(Name=L06, Elevation=46350) | TEF/MD/WD/07/003 | 2400
| L06-IPA-GW8-S044-07 | Ensuite | 4959762 | 5.5 | D |  | Level(Name=L06, Elevation=46350) | TEF/MD/WD/07/003 | 2400
| L06-IPA-GW7-S044-11 | Ensuite | 4959763 | 5.5005 | D |  | Level(Name=L06, Elevation=46350) | TEF/MD/WD/07/004 | 2400
| L06-IPA-GW8-S044-05 | Ensuite | 4959764 | 5.5008 | D |  | Level(Name=L06, Elevation=46350) | TEF/MD/WD/07/003 | 2400
| L06-IPA-GW8-S044-09 | Ensuite | 4959765 | 5.4998 | D |  | Level(Name=L06, Elevation=46350) | TEF/MD/WD/07/003 | 2400
| L06-IPA-GW5-S044-18 | Ensuite | 4959766 | 5.4992 | D |  | Level(Name=L06, Elevation=46350) | TEF/MD/WD/07/001 | 2400
| L06-IPA-GW5-S044-14 | Ensuite | 4959767 | 5.4998 | D |  | Level(Name=L06, Elevation=46350) | TEF/MD/WD/07/001 | 2400
| L06-IPA-GW6-S044-17 | Ensuite | 4959768 | 5.4992 | D |  | Level(Name=L06, Elevation=46350) | TEF/MD/WD/07/002 | 2400
| L06-IPA-GW6-S044-21 | Ensuite | 4959769 | 5.5002 | D |  | Level(Name=L06, Elevation=46350) | TEF/MD/WD/07/002 | 2400
| L06-IPA-GW7-S044-06 | Ensuite | 4959770 | 5.5008 | D |  | Level(Name=L06, Elevation=46350) | TEF/MD/WD/07/004 | 2400
| L06-IPA-GW7-S044-02 | Ensuite | 4959771 | 5.4998 | D |  | Level(Name=L06, Elevation=46350) | TEF/MD/WD/07/004 | 2400
Radiant Panel | L06-IPA-GW8-S115-01 | IP Unit Staff Workstations | 4959772 | 5.9206 | NV |  | Level(Name=L06, Elevation=46350) |  | 3200
Radiant Panel | L06-IPA-GW8-S075-02 | Play Area | 4959773 | 5.9216 | NV |  | Level(Name=L06, Elevation=46350) |  | 3200
Radiant Panel | L06-IPA-GW5-S115-01 | IP Unit Staff Workstations | 4959774 | 5.9206 | NV |  | Level(Name=L06, Elevation=46350) |  | 3200
Radiant Panel | L06-IPA-GW5-S075-02 | Play Area | 4959775 | 5.9216 | NV |  | Level(Name=L06, Elevation=46350) |  | 3200
Radiant Panel | L06-IPA-GW6-S115-02 | IP Unit Staff Workstations | 4959776 | 5.9206 | NV | AHU/GN/WD/07/002 | Level(Name=L06, Elevation=46350) |  | 3200
Radiant Panel | L06-IPA-GW6-S115-01 | IP Unit Staff Workstations | 4959777 | 5.9216 | NV | AHU/GN/WD/07/002 | Level(Name=L06, Elevation=46350) |  | 3200
Radiant Panel | L06-IPA-GW7-S075-01 | Play Area | 4959778 | 5.9206 | NV |  | Level(Name=L06, Elevation=46350) |  | 3200
Radiant Panel | L06-IPA-GW7-S115-03 | IP Unit Staff Workstations | 4959779 | 5.9216 | NV |  | Level(Name=L06, Elevation=46350) |  | 3200
| L06-IPA-REM-S001-02 | Additional Allowance for lobbies of 6m2 for 2 beds allocated to Cystic Fibrosis in addition to gener | 4959780 | 5.5005 | S | AHU/IS/WD/07/024 | Level(Name=L06, Elevation=46350) |  | 2400
| L06-IPA-GW7-S001-02 | Airlock | 4959781 | 6.2525 | S | AHU/IS/WD/07/023 | Level(Name=L06, Elevation=46350) |  | 2400
| L06-IPA-GW8-S001-01 | Airlock | 4959782 | 6.24 | S | AHU/IS/WD/07/016 | Level(Name=L06, Elevation=46350) |  | 2400
Duct Reheat | L06-IPA-GW6-S127-01 | Pharmacy Prep + PTS | 4959783 | 15.2721 | S&E | AHU/GN/WD/07/002 | Level(Name=L06, Elevation=46350) |  | 2700
| L06-IPA-GW5-S044-12 | Ensuite | 4959784 | 5.5305 | D |  | Level(Name=L06, Elevation=46350) | TEF/MD/WD/07/001 | 2400
| L06-IPA-GW6-S044-01 | Ensuite | 4959785 | 5.5317 | D |  | Level(Name=L06, Elevation=46350) | TEF/MD/WD/07/002 | 2400
Radiant Panel & Façade HTG Coil | L06-IPA-GW6-S014-02 | Bedroom - Single | 4959786 | 19.1045 | NV |  | Level(Name=L06, Elevation=46350) |  | 2700 + 2400 c. bh
Duct Reheat | L06-IPA-GW6-S013-01 | Bedroom - Single - Isolation | 4959787 | 18.8287 | N/A | AHU/IS/WD/07/011 | Level(Name=L06, Elevation=46350) |  | 2700 + 2400 c. bh
| L06-IPA-GW6-S044-23 | Ensuite | 4959788 | 4.8086 | D | AHU/IS/WD/07/011 | Level(Name=L06, Elevation=46350) | EF/IS/WD/07/011 | 2400
| L06-IPA-GW6-S044-14 | Ensuite | 4959789 | 5.3743 | D |  | Level(Name=L06, Elevation=46350) | TEF/MD/WD/07/002 | 2400
Radiant Panel & Façade HTG Coil | L06-IPA-GW6-S014-14 | Bedroom - Single | 4959790 | 18.8691 | NV |  | Level(Name=L06, Elevation=46350) |  | 2700 + 2400 c. bh
Radiant Panel & Façade HTG Coil | L06-IPA-GW6-S014-15 | Bedroom - Single | 4959791 | 18.8799 | NV |  | Level(Name=L06, Elevation=46350) |  | 2700 + 2400 c. bh
| L06-IPA-GW6-S044-16 | Ensuite | 4959792 | 5.3867 | D |  | Level(Name=L06, Elevation=46350) | TEF/MD/WD/07/002 | 2400
| L06-IPA-GW6-S044-18 | Ensuite | 4959793 | 5.3973 | D |  | Level(Name=L06, Elevation=46350) | TEF/MD/WD/07/002 | 2400
Radiant Panel & Façade HTG Coil | L06-IPA-GW6-S014-18 | Bedroom - Single | 4959794 | 18.9043 | NV |  | Level(Name=L06, Elevation=46350) |  | 2700 + 2400 c. bh
Radiant Panel & Façade HTG Coil | L06-IPA-GW6-S014-19 | Bedroom - Single | 4959795 | 18.9078 | NV |  | Level(Name=L06, Elevation=46350) |  | 2700 + 2400 c. bh
| L06-IPA-GW6-S044-20 | Ensuite | 4959796 | 5.4014 | D |  | Level(Name=L06, Elevation=46350) | TEF/MD/WD/07/002 | 2400
| L06-IPA-GW6-S044-22 | Ensuite | 4959797 | 5.4031 | D |  | Level(Name=L06, Elevation=46350) | TEF/MD/WD/07/002 | 2400
Radiant Panel & Façade HTG Coil | L06-IPA-GW5-S014-13 | Bedroom - Single | 4959798 | 18.8597 | NV |  | Level(Name=L06, Elevation=46350) |  | 2700 + 2400 c. bh
| L06-IPA-GW5-S044-13 | Ensuite | 4959799 | 5.4035 | D |  | Level(Name=L06, Elevation=46350) | TEF/MD/WD/07/001 | 2400
| L06-IPA-GW5-S044-15 | Ensuite | 4959800 | 5.4014 | D |  | Level(Name=L06, Elevation=46350) | TEF/MD/WD/07/001 | 2400
Radiant Panel & Façade HTG Coil | L06-IPA-GW5-S014-16 | Bedroom - Single | 4959801 | 18.9078 | NV |  | Level(Name=L06, Elevation=46350) |  | 2700 + 2400 c. bh
Radiant Panel & Façade HTG Coil | L06-IPA-GW5-S014-17 | Bedroom - Single | 4959802 | 18.9043 | NV |  | Level(Name=L06, Elevation=46350) |  | 2700 + 2400 c. bh
| L06-IPA-GW5-S044-17 | Ensuite | 4959803 | 5.3973 | D |  | Level(Name=L06, Elevation=46350) | TEF/MD/WD/07/001 | 2400
| L06-IPA-GW5-S044-19 | Ensuite | 4959804 | 5.3867 | D |  | Level(Name=L06, Elevation=46350) | TEF/MD/WD/07/001 | 2400
Radiant Panel & Façade HTG Coil | L06-IPA-GW5-S014-20 | Bedroom - Single | 4959805 | 18.8799 | NV |  | Level(Name=L06, Elevation=46350) |  | 2700 + 2400 c. bh
Radiant Panel & Façade HTG Coil | L06-IPA-GW5-S014-21 | Bedroom - Single | 4959806 | 18.8691 | NV |  | Level(Name=L06, Elevation=46350) |  | 2700 + 2400 c. bh
| L06-IPA-GW5-S044-21 | Ensuite | 4959807 | 5.3743 | D |  | Level(Name=L06, Elevation=46350) | TEF/MD/WD/07/001 | 2400
| L06-IPA-GW5-S044-23 | Ensuite | 4959808 | 4.8086 | D | AHU/IS/WD/07/004 | Level(Name=L06, Elevation=46350) | EF/IS/WD/07/004 | 2400
Duct Reheat | L06-IPA-GW5-S013-02 | Bedroom - Single - Isolation | 4959809 | 18.8287 | N/A | AHU/IS/WD/07/004 | Level(Name=L06, Elevation=46350) |  | 2700 + 2400 c. bh
| L06-IPA-GW8-S042-01 | Ensuite - Assisted | 4959810 | 6.5577 | D | AHU/IS/WD/07/016 | Level(Name=L06, Elevation=46350) | EF/IS/WD/07/016 | 2700
Duct Reheat | L06-IPA-GW8-S013-01 | Bedroom - Single - Isolation | 4959811 | 18.8287 | N/A | AHU/IS/WD/07/016 | Level(Name=L06, Elevation=46350) |  | 2700 + 2400 c. bh
| L06-IPA-GW8-S044-23 | Ensuite | 4959812 | 4.8086 | D | AHU/IS/WD/07/016 | Level(Name=L06, Elevation=46350) | EF/IS/WD/07/016 | 2400
| L06-IPA-GW8-S044-02 | Ensuite | 4959813 | 5.3743 | D |  | Level(Name=L06, Elevation=46350) | TEF/MD/WD/07/003 | 2400
Radiant Panel & Façade HTG Coil | L06-IPA-GW8-S014-02 | Bedroom - Single | 4959814 | 18.8691 | NV |  | Level(Name=L06, Elevation=46350) |  | 2700 + 2400 c. bh
Radiant Panel & Façade HTG Coil | L06-IPA-GW8-S014-03 | Bedroom - Single | 4959815 | 18.8799 | NV |  | Level(Name=L06, Elevation=46350) |  | 2700 + 2400 c. bh
| L06-IPA-GW8-S044-04 | Ensuite | 4959816 | 5.3867 | D |  | Level(Name=L06, Elevation=46350) | TEF/MD/WD/07/003 | 2400
| L06-IPA-GW8-S044-06 | Ensuite | 4959817 | 5.3958 | D |  | Level(Name=L06, Elevation=46350) | TEF/MD/WD/07/003 | 2400
Radiant Panel & Façade HTG Coil | L06-IPA-GW8-S014-06 | Bedroom - Single | 4959818 | 18.9043 | NV |  | Level(Name=L06, Elevation=46350) |  | 2700 + 2400 c. bh
Radiant Panel & Façade HTG Coil | L06-IPA-GW8-S014-07 | Bedroom - Single | 4959819 | 18.9078 | NV |  | Level(Name=L06, Elevation=46350) |  | 2700 + 2400 c. bh
| L06-IPA-GW8-S044-08 | Ensuite | 4959820 | 5.4014 | D |  | Level(Name=L06, Elevation=46350) | TEF/MD/WD/07/003 | 2400
| L06-IPA-GW8-S044-10 | Ensuite | 4959821 | 5.4035 | D |  | Level(Name=L06, Elevation=46350) | TEF/MD/WD/07/003 | 2400
Radiant Panel & Façade HTG Coil | L06-IPA-GW8-S014-10 | Bedroom - Single | 4959822 | 18.8597 | NV |  | Level(Name=L06, Elevation=46350) |  | 2700 + 2400 c. bh
| L06-IPA-GW7-S044-01 | Ensuite | 4959823 | 5.4035 | D |  | Level(Name=L06, Elevation=46350) | TEF/MD/WD/07/004 | 2400
| L06-IPA-GW7-S044-03 | Ensuite | 4959824 | 5.4014 | D |  | Level(Name=L06, Elevation=46350) | TEF/MD/WD/07/004 | 2400
Radiant Panel & Façade HTG Coil | L06-IPA-GW7-S014-04 | Bedroom - Single | 4959825 | 18.9078 | NV |  | Level(Name=L06, Elevation=46350) |  | 2700 + 2400 c. bh
Radiant Panel & Façade HTG Coil | L06-IPA-GW7-S014-05 | Bedroom - Single | 4959826 | 18.9043 | NV |  | Level(Name=L06, Elevation=46350) |  | 2700 + 2400 c. bh
| L06-IPA-GW7-S044-05 | Ensuite | 4959827 | 5.3958 | D |  | Level(Name=L06, Elevation=46350) | TEF/MD/WD/07/004 | 2400
| L06-IPA-GW7-S044-07 | Ensuite | 4959828 | 5.3867 | D |  | Level(Name=L06, Elevation=46350) | TEF/MD/WD/07/004 | 2400
Radiant Panel & Façade HTG Coil | L06-IPA-GW7-S014-08 | Bedroom - Single | 4959829 | 18.8799 | NV |  | Level(Name=L06, Elevation=46350) |  | 2700 + 2400 c. bh
Radiant Panel & Façade HTG Coil | L06-IPA-GW7-S014-09 | Bedroom - Single | 4959830 | 18.8691 | NV |  | Level(Name=L06, Elevation=46350) |  | 2700 + 2400 c. bh
| L06-IPA-GW7-S044-09 | Ensuite | 4959831 | 5.3743 | D |  | Level(Name=L06, Elevation=46350) | TEF/MD/WD/07/004 | 2400
| L06-IPA-GW7-S044-23 | Ensuite | 4959832 | 4.8086 | D | AHU/IS/WD/07/023 | Level(Name=L06, Elevation=46350) | EF/IS/WD/07/023 | 2400
Duct Reheat | L06-IPA-GW7-S013-02 | Bedroom - Single - Isolation | 4959833 | 18.8287 | N/A | AHU/IS/WD/07/023 | Level(Name=L06, Elevation=46350) |  | 2700 + 2400 c. bh
| L06-IPA-GW7-S042-01 | Ensuite - Assisted | 4959834 | 6.5587 | D | AHU/IS/WD/07/023 | Level(Name=L06, Elevation=46350) | EF/IS/WD/07/023 | 2700
Radiant Panel & Façade HTG Coil | L06-IPA-GW7-S014-21 | Bedroom - Single | 4959835 | 19.1045 | NV |  | Level(Name=L06, Elevation=46350) |  | 2700 + 2400 c. bh
| L06-IPA-GW7-S044-22 | Ensuite | 4959836 | 5.5317 | D |  | Level(Name=L06, Elevation=46350) | TEF/MD/WD/07/004 | 2400
Radiant Panel & Façade HTG Coil | L06-IPA-GW7-S014-22 | Bedroom - Single | 4959837 | 19.1015 | NV |  | Level(Name=L06, Elevation=46350) |  | 2700 + 2400 c. bh
Radiant Panel & Façade HTG Coil | L06-IPA-GW8-S014-11 | Bedroom - Single | 4959838 | 19.1015 | NV |  | Level(Name=L06, Elevation=46350) |  | 2700 + 2400 c. bh
| L06-IPA-GW8-S044-11 | Ensuite | 4959839 | 5.5293 | D |  | Level(Name=L06, Elevation=46350) | TEF/MD/WD/07/003 | 2400
Radiant Panel & Façade HTG Coil | L06-IPA-GW8-S014-12 | Bedroom - Single | 4959840 | 19.1045 | NV |  | Level(Name=L06, Elevation=46350) |  | 2700 + 2400 c. bh
| L06-IPA-GW6-S042-01 | Ensuite - Assisted | 4959841 | 6.9741 | D | AHU/IS/WD/07/011 | Level(Name=L06, Elevation=46350) | EF/IS/WD/07/011 | 2700
Duct Reheat | L06-IPA-GW7-S080-02 | Prepared Feeds/ Breast Milk Store | 4959842 | 10.2511 | S&E | AHU/GN/WD/07/004 | Level(Name=L06, Elevation=46350) |  | 2400
| L06-IPA-GW6-S010-01 | Bay - Resuscitation | 4959843 | 1 | N/A |  | Level(Name=L06, Elevation=46350) |  | 2700 + 2400
| L06-IPA-GW5-S044-01 | Ensuite | 4959844 | 5.5005 | D |  | Level(Name=L06, Elevation=46350) | TEF/MD/WD/07/001 | 2400
Radiant Panel | L06-IPA-GW5-S075-01 | Play Area | 4959845 | 5.9634 | NV |  | Level(Name=L06, Elevation=46350) |  | 3200
| L06-IPA-CSA-S113-01 | WC - Public | 4959846 | 4.3742 | D |  | Level(Name=L06, Elevation=46350) |  | 2400
| L06-IPA-GW7-S056-03 | Bay - Linen (one per Cluster) | 4959847 | 2.9842 | E | AHU/GN/WD/07/004 | Level(Name=L06, Elevation=46350) |  | 2400
| L06-IPA-CSA-S044-01 | Ensuite | 4959848 | 5.2155 | D |  | Level(Name=L06, Elevation=46350) |  | 2400
Duct Reheat | L06-IPA-CSA-S028-01 | Consulting Examination Room - Colposcopy | 4959849 | 15.2416 | S&E | AHU/GN/WD/07/001 | Level(Name=L06, Elevation=46350) |  | 2700
Radiant Panel & Façade HTG Coil | L06-IPA-GW5-S014-01 | Bedroom - Single | 4959850 | 19.3142 | NV |  | Level(Name=L06, Elevation=46350) |  | 2700 + 2400 c. bh
| L06-IPA-GW5-S044-02 | Ensuite | 4959851 | 5.5909 | D |  | Level(Name=L06, Elevation=46350) | TEF/MD/WD/07/001 | 2400
| L06-IPA-GW5-S044-04 | Ensuite | 4959852 | 5.5306 | D |  | Level(Name=L06, Elevation=46350) | TEF/MD/WD/07/001 | 2400
Radiant Panel & Façade HTG Coil | L06-IPA-GW5-S014-04 | Bedroom - Single | 4959853 | 19.1015 | NV |  | Level(Name=L06, Elevation=46350) |  | 2700 + 2400 c. bh
| L06-IPA-GW5-S044-06 | Ensuite | 4959854 | 5.5306 | D |  | Level(Name=L06, Elevation=46350) | TEF/MD/WD/07/001 | 2400
| L06-IPA-GW5-S044-08 | Ensuite | 4959855 | 5.5298 | D |  | Level(Name=L06, Elevation=46350) | TEF/MD/WD/07/001 | 2400
Radiant Panel & Façade HTG Coil | L06-IPA-GW5-S014-08 | Bedroom - Single | 4959856 | 19.103 | NV |  | Level(Name=L06, Elevation=46350) |  | 2700 + 2400 c. bh
| L06-IPA-GW5-S044-10 | Ensuite | 4959857 | 5.5306 | D |  | Level(Name=L06, Elevation=46350) | TEF/MD/WD/07/001 | 2400
Radiant Panel & Façade HTG Coil | L06-IPA-GW6-S014-03 | Bedroom - Single | 4959858 | 19.103 | NV |  | Level(Name=L06, Elevation=46350) |  | 2700 + 2400 c. bh
| L06-IPA-GW6-S044-03 | Ensuite | 4959859 | 5.5306 | D |  | Level(Name=L06, Elevation=46350) | TEF/MD/WD/07/002 | 2400
Radiant Panel & Façade HTG Coil | L06-IPA-GW6-S014-04 | Bedroom - Single | 4959860 | 19.103 | NV |  | Level(Name=L06, Elevation=46350) |  | 2700 + 2400 c. bh
Radiant Panel & Façade HTG Coil | L06-IPA-GW6-S014-05 | Bedroom - Single | 4959861 | 19.103 | NV |  | Level(Name=L06, Elevation=46350) |  | 2700 + 2400 c. bh
| L06-IPA-GW6-S044-05 | Ensuite | 4959862 | 5.5298 | D |  | Level(Name=L06, Elevation=46350) | TEF/MD/WD/07/002 | 2400
Radiant Panel & Façade HTG Coil | L06-IPA-GW6-S014-06 | Bedroom - Single | 4959863 | 19.1045 | NV |  | Level(Name=L06, Elevation=46350) |  | 2700 + 2400 c. bh
Radiant Panel & Façade HTG Coil | L06-IPA-GW6-S014-07 | Bedroom - Single | 4959864 | 19.1681 | NV |  | Level(Name=L06, Elevation=46350) |  | 2700 + 2400 c. bh
| L06-IPA-GW6-S044-07 | Ensuite | 4959865 | 5.5702 | D |  | Level(Name=L06, Elevation=46350) | TEF/MD/WD/07/002 | 2400
Radiant Panel & Façade HTG Coil | L06-IPA-GW6-S014-08 | Bedroom - Single | 4959866 | 19.1753 | NV |  | Level(Name=L06, Elevation=46350) |  | 2700 + 2400 c. bh
Radiant Panel & Façade HTG Coil | L06-IPA-GW6-S014-09 | Bedroom - Single | 4959867 | 19.1817 | NV |  | Level(Name=L06, Elevation=46350) |  | 2700 + 2400 c. bh
| L06-IPA-GW6-S044-09 | Ensuite | 4959868 | 5.5797 | D |  | Level(Name=L06, Elevation=46350) | TEF/MD/WD/07/002 | 2400
Radiant Panel & Façade HTG Coil | L06-IPA-GW6-S014-10 | Bedroom - Single | 4959869 | 19.1947 | NV |  | Level(Name=L06, Elevation=46350) |  | 2700 + 2400 c. bh
Duct Reheat | L06-IPA-GW6-S014-11 | Bedroom - Single | 4959870 | 19.2049 | N/A | AHU/IS/WD/07/024 | Level(Name=L06, Elevation=46350) |  | 2700 + 2400 c. bh
| L06-IPA-GW6-S044-12 | Ensuite | 4959871 | 5.5909 | D | AHU/IS/WD/07/024 | Level(Name=L06, Elevation=46350) | EF/IS/WD/07/021 | 2400
Duct Reheat | L06-IPA-GW6-S014-12 | Bedroom - Single | 4959872 | 19.1605 | N/A | AHU/IS/WD/07/024 | Level(Name=L06, Elevation=46350) |  | 2700 + 2400 c. bh
Radiant Panel | L06-IPA-ORT-S129-01 | Plaster Room | 4959873 | 20.4995 | S&D | AHU/GN/WD/07/004 | Level(Name=L06, Elevation=46350) |  | 2700
Radiant Panel & Façade HTG Coil | L06-IPA-GW7-S014-11 | Bedroom - Single | 4959874 | 19.2314 | NV |  | Level(Name=L06, Elevation=46350) |  | 2700 + 2400 c. bh
| L06-IPA-GW7-S044-12 | Ensuite | 4959875 | 5.5909 | D |  | Level(Name=L06, Elevation=46350) | TEF/MD/WD/07/004 | 2400
Radiant Panel & Façade HTG Coil | L06-IPA-GW7-S014-12 | Bedroom - Single | 4959876 | 19.2049 | NV |  | Level(Name=L06, Elevation=46350) |  | 2700 + 2400 c. bh
Radiant Panel & Façade HTG Coil | L06-IPA-GW7-S014-13 | Bedroom - Single | 4959877 | 19.1046 | NV |  | Level(Name=L06, Elevation=46350) |  | 2700 + 2400 c. bh
| L06-IPA-GW7-S044-14 | Ensuite | 4959878 | 5.5306 | D |  | Level(Name=L06, Elevation=46350) | TEF/MD/WD/07/004 | 2400
Radiant Panel & Façade HTG Coil | L06-IPA-GW7-S014-14 | Bedroom - Single | 4959879 | 19.1015 | NV |  | Level(Name=L06, Elevation=46350) |  | 2700 + 2400 c. bh
Radiant Panel & Façade HTG Coil | L06-IPA-GW7-S014-15 | Bedroom - Single | 4959880 | 19.1015 | NV |  | Level(Name=L06, Elevation=46350) |  | 2700 + 2400 c. bh
| L06-IPA-GW7-S044-16 | Ensuite | 4959881 | 5.5306 | D |  | Level(Name=L06, Elevation=46350) | TEF/MD/WD/07/004 | 2400
Radiant Panel & Façade HTG Coil | L06-IPA-GW7-S014-16 | Bedroom - Single | 4959882 | 19.1046 | NV |  | Level(Name=L06, Elevation=46350) |  | 2700 + 2400 c. bh
Radiant Panel & Façade HTG Coil | L06-IPA-GW7-S014-17 | Bedroom - Single | 4959883 | 19.1045 | NV |  | Level(Name=L06, Elevation=46350) |  | 2700 + 2400 c. bh
| L06-IPA-GW7-S044-18 | Ensuite | 4959884 | 5.5298 | D |  | Level(Name=L06, Elevation=46350) | TEF/MD/WD/07/004 | 2400
Radiant Panel & Façade HTG Coil | L06-IPA-GW7-S014-18 | Bedroom - Single | 4959885 | 19.103 | NV |  | Level(Name=L06, Elevation=46350) |  | 2700 + 2400 c. bh
Radiant Panel & Façade HTG Coil | L06-IPA-GW7-S014-19 | Bedroom - Single | 4959886 | 19.103 | NV |  | Level(Name=L06, Elevation=46350) |  | 2700 + 2400 c. bh
| L06-IPA-GW7-S044-20 | Ensuite | 4959887 | 5.5306 | D |  | Level(Name=L06, Elevation=46350) | TEF/MD/WD/07/004 | 2400
Radiant Panel & Façade HTG Coil | L06-IPA-GW7-S014-20 | Bedroom - Single | 4959888 | 19.103 | NV |  | Level(Name=L06, Elevation=46350) |  | 2700 + 2400 c. bh
Radiant Panel & Façade HTG Coil | L06-IPA-GW8-S014-13 | Bedroom - Single | 4959889 | 19.103 | NV |  | Level(Name=L06, Elevation=46350) |  | 2700 + 2400 c. bh
| L06-IPA-GW8-S044-13 | Ensuite | 4959890 | 5.5306 | D |  | Level(Name=L06, Elevation=46350) | TEF/MD/WD/07/003 | 2400
Radiant Panel & Façade HTG Coil | L06-IPA-GW8-S014-14 | Bedroom - Single | 4959891 | 19.103 | NV |  | Level(Name=L06, Elevation=46350) |  | 2700 + 2400 c. bh
Radiant Panel & Façade HTG Coil | L06-IPA-GW8-S014-15 | Bedroom - Single | 4959892 | 19.103 | NV |  | Level(Name=L06, Elevation=46350) |  | 2700 + 2400 c. bh
| L06-IPA-GW8-S044-15 | Ensuite | 4959893 | 5.5298 | D |  | Level(Name=L06, Elevation=46350) | TEF/MD/WD/07/003 | 2400
Radiant Panel & Façade HTG Coil | L06-IPA-GW8-S014-16 | Bedroom - Single | 4959894 | 19.1045 | NV |  | Level(Name=L06, Elevation=46350) |  | 2700 + 2400 c. bh
Radiant Panel & Façade HTG Coil | L06-IPA-GW8-S014-17 | Bedroom - Single | 4959895 | 19.1659 | NV |  | Level(Name=L06, Elevation=46350) |  | 2700 + 2400 c. bh
| L06-IPA-GW8-S044-17 | Ensuite | 4959896 | 5.5693 | D |  | Level(Name=L06, Elevation=46350) | TEF/MD/WD/07/003 | 2400
Radiant Panel & Façade HTG Coil | L06-IPA-GW8-S014-18 | Bedroom - Single | 4959897 | 19.1742 | NV |  | Level(Name=L06, Elevation=46350) |  | 2700 + 2400 c. bh
Radiant Panel & Façade HTG Coil | L06-IPA-GW8-S014-19 | Bedroom - Single | 4959898 | 19.1811 | NV |  | Level(Name=L06, Elevation=46350) |  | 2700 + 2400 c. bh
| L06-IPA-GW8-S044-19 | Ensuite | 4959899 | 5.5796 | D |  | Level(Name=L06, Elevation=46350) | TEF/MD/WD/07/003 | 2400
Radiant Panel & Façade HTG Coil | L06-IPA-GW8-S014-20 | Bedroom - Single | 4959900 | 19.2703 | NV |  | Level(Name=L06, Elevation=46350) |  | 2700 + 2400 c. bh
Radiant Panel | L06-IPA-GW8-S076-01 | Play Area | 4959901 | 16.1944 | NV |  | Level(Name=L06, Elevation=46350) |  | 2700
| L06-IPA-GW8-S114-02 | WC - Staff | 4959902 | 2.99 | D | AHU/GN/WD/07/003 | Level(Name=L06, Elevation=46350) |  | 2400
| L06-IPA-GW5-S135-01 | Shower - Staff | 4959903 | 3.51 | D | AHU/GN/WD/07/003 | Level(Name=L06, Elevation=46350) |  | 2400
| L06-IPA-GW8-L035-02 | Exit Lobby | 4959904 | 8.2665 | S | AHU/IS/WD/07/017 | Level(Name=L06, Elevation=46350) |  | 2400
| L06-IPA-GW8-L035-01 | Exit Lobby | 4959905 | 8.2177 | S | AHU/IS/WD/07/017 | Level(Name=L06, Elevation=46350) |  | 2400
Duct Reheat | L06-IPA-GW8-L081-02 | Single Room - Isolation | 4959906 | 28.4888 | N/A | AHU/IS/WD/07/017 | Level(Name=L06, Elevation=46350) |  | 2700 + 2400 c. bh
| L06-IPA-NPI-L001-02 | Additional Allowance for 2 x Entrance Lobbies for Isolation | 4959907 | 6.0193 | S | AHU/IS/WD/07/017 | Level(Name=L06, Elevation=46350) |  | 2400
| L06-IPA-GW8-S044-21 | Ensuite | 4959908 | 5.1682 | D | AHU/IS/WD/07/017 | Level(Name=L06, Elevation=46350) | EF/IS/WD/07/017 | 2400
| L06-IPA-NPI-L001-01 | Additional Allowance for 2 x Entrance Lobbies for Isolation | 4959909 | 5.9635 | S | AHU/IS/WD/07/017 | Level(Name=L06, Elevation=46350) |  | 2400
Radiant Panel | L06-IPA-GW8-S075-01 | Play Area | 4959910 | 6.0097 | NV |  | Level(Name=L06, Elevation=46350) |  | 3200
| L06-IPA-GW7-S114-02 | WC - Staff | 4959911 | 2.7728 | D | AHU/GN/WD/07/004 | Level(Name=L06, Elevation=46350) |  | 2400
| L06-IPA-GW6-S135-01 | Shower - Staff | 4959912 | 3.255 | D | AHU/GN/WD/07/004 | Level(Name=L06, Elevation=46350) |  | 2400
FCU | L06-IPA-SHS-S062-02 | Meeting Room | 4959913 | 0 | FCU | AHU/GN/WD/07/002 | Level(Name=L06, Elevation=46350) |  | N/A
| L06-IPA-SHS-S005-01 | Assisted Bathroom | 4959914 | 13.8522 | D | AHU/GN/WD/07/003 | Level(Name=L06, Elevation=46350) |  | 2700
| L06-IPA-SHS-S005-02 | Assisted Bathroom | 4959915 | 14.3858 | D | AHU/GN/WD/07/004 | Level(Name=L06, Elevation=46350) |  | 2700
Radiant Panel & Façade HTG Coil | L06-IPA-GW7-S014-03 | Bedroom - Single | 4959916 | 18.6298 | NV |  | Level(Name=L06, Elevation=46350) |  | 2700 + 2400 c. bh
Radiant Panel & Façade HTG Coil | L06-IPA-GW7-S014-02 | Bedroom - Single | 4959917 | 18.6317 | NV |  | Level(Name=L06, Elevation=46350) |  | 2700 + 2400 c. bh
Radiant Panel & Façade HTG Coil | L06-IPA-GW7-S014-07 | Bedroom - Single | 4959918 | 18.6084 | NV |  | Level(Name=L06, Elevation=46350) |  | 2700 + 2400 c. bh
Radiant Panel & Façade HTG Coil | L06-IPA-GW7-S014-06 | Bedroom - Single | 4959919 | 18.6161 | NV |  | Level(Name=L06, Elevation=46350) |  | 2700 + 2400 c. bh
Duct Reheat | L06-IPA-GW7-S013-01 | Bedroom - Single - Isolation | 4959920 | 18.5488 | N/A | AHU/IS/WD/07/023 | Level(Name=L06, Elevation=46350) |  | 2700 + 2400 c. bh
Radiant Panel & Façade HTG Coil | L06-IPA-GW7-S014-10 | Bedroom - Single | 4959921 | 18.567 | NV |  | Level(Name=L06, Elevation=46350) |  | 2700 + 2400 c. bh
Duct Reheat | L06-IPA-GW6-S013-02 | Bedroom - Single - Isolation | 4959922 | 18.5488 | N/A | AHU/IS/WD/07/011 | Level(Name=L06, Elevation=46350) |  | 2700 + 2400 c. bh
Radiant Panel & Façade HTG Coil | L06-IPA-GW6-S014-13 | Bedroom - Single | 4959923 | 18.567 | NV |  | Level(Name=L06, Elevation=46350) |  | 2700 + 2400 c. bh
Radiant Panel & Façade HTG Coil | L06-IPA-GW6-S014-17 | Bedroom - Single | 4959924 | 18.6161 | NV |  | Level(Name=L06, Elevation=46350) |  | 2700 + 2400 c. bh
Radiant Panel & Façade HTG Coil | L06-IPA-GW6-S014-16 | Bedroom - Single | 4959925 | 18.6084 | NV |  | Level(Name=L06, Elevation=46350) |  | 2700 + 2400 c. bh
Radiant Panel & Façade HTG Coil | L06-IPA-GW6-S014-21 | Bedroom - Single | 4959926 | 18.6317 | NV |  | Level(Name=L06, Elevation=46350) |  | 2700 + 2400 c. bh
Radiant Panel & Façade HTG Coil | L06-IPA-GW6-S014-20 | Bedroom - Single | 4959927 | 18.6298 | NV |  | Level(Name=L06, Elevation=46350) |  | 2700 + 2400 c. bh
Radiant Panel & Façade HTG Coil | L06-IPA-GW5-S014-15 | Bedroom - Single | 4959928 | 18.6298 | NV |  | Level(Name=L06, Elevation=46350) |  | 2700 + 2400 c. bh
Radiant Panel & Façade HTG Coil | L06-IPA-GW5-S014-14 | Bedroom - Single | 4959929 | 18.6317 | NV |  | Level(Name=L06, Elevation=46350) |  | 2700 + 2400 c. bh
Radiant Panel & Façade HTG Coil | L06-IPA-GW5-S014-19 | Bedroom - Single | 4959930 | 18.6084 | NV |  | Level(Name=L06, Elevation=46350) |  | 2700 + 2400 c. bh
Radiant Panel & Façade HTG Coil | L06-IPA-GW5-S014-18 | Bedroom - Single | 4959931 | 18.6161 | NV |  | Level(Name=L06, Elevation=46350) |  | 2700 + 2400 c. bh
Duct Reheat | L06-IPA-GW5-S013-01 | Bedroom - Single - Isolation | 4959932 | 18.5488 | N/A | AHU/IS/WD/07/004 | Level(Name=L06, Elevation=46350) |  | 2700 + 2400 c. bh
Radiant Panel & Façade HTG Coil | L06-IPA-GW5-S014-22 | Bedroom - Single | 4959933 | 18.567 | NV |  | Level(Name=L06, Elevation=46350) |  | 2700 + 2400 c. bh
| L06-IPA-GW5-S152-03 | Wash Hand Basins | 4959934 | 0.51329 | S&E |  | Level(Name=L06, Elevation=46350) |  | 2400
| L06-IPA-GW5-S152-01 | Wash Hand Basins | 4959935 | 0.49889 | S&E |  | Level(Name=L06, Elevation=46350) |  | 2400
| L06-IPA-GW5-S152-02 | Wash Hand Basins | 4959936 | 0.49269 | S&E |  | Level(Name=L06, Elevation=46350) |  | 2400
| L06-IPA-GW6-S152-01 | Wash Hand Basins | 4959937 | 0.49902 | S&E |  | Level(Name=L06, Elevation=46350) |  | 2400
| L06-IPA-GW6-S152-02 | Wash Hand Basins | 4959938 | 0.49327 | S&E |  | Level(Name=L06, Elevation=46350) |  | 2400
| L06-IPA-GW6-S152-03 | Wash Hand Basins | 4959939 | 0.5143 | S&E |  | Level(Name=L06, Elevation=46350) |  | 2400
| L06-IPA-GW7-S152-03 | Wash Hand Basins | 4959940 | 0.5143 | S&E |  | Level(Name=L06, Elevation=46350) |  | 2400
| L06-IPA-GW7-S152-02 | Wash Hand Basins | 4959941 | 0.49385 | S&E |  | Level(Name=L06, Elevation=46350) |  | 2400
| L06-IPA-GW7-S152-01 | Wash Hand Basins | 4959942 | 0.49902 | S&E |  | Level(Name=L06, Elevation=46350) |  | 2400
Radiant Panel & Façade HTG Coil | L06-IPA-GW8-S014-09 | Bedroom - Single | 4959943 | 18.6317 | NV |  | Level(Name=L06, Elevation=46350) |  | 2700 + 2400 c. bh
Radiant Panel & Façade HTG Coil | L06-IPA-GW8-S014-08 | Bedroom - Single | 4959944 | 18.6298 | NV |  | Level(Name=L06, Elevation=46350) |  | 2700 + 2400 c. bh
Radiant Panel & Façade HTG Coil | L06-IPA-GW8-S014-05 | Bedroom - Single | 4959945 | 18.6161 | NV |  | Level(Name=L06, Elevation=46350) |  | 2700 + 2400 c. bh
Radiant Panel & Façade HTG Coil | L06-IPA-GW8-S014-04 | Bedroom - Single | 4959946 | 18.6084 | NV |  | Level(Name=L06, Elevation=46350) |  | 2700 + 2400 c. bh
Duct Reheat | L06-IPA-GW8-S013-02 | Bedroom - Single - Isolation | 4959947 | 18.5488 | N/A | AHU/IS/WD/07/016 | Level(Name=L06, Elevation=46350) |  | 2700 + 2400 c. bh
Radiant Panel & Façade HTG Coil | L06-IPA-GW8-S014-01 | Bedroom - Single | 4959948 | 18.567 | NV |  | Level(Name=L06, Elevation=46350) |  | 2700 + 2400 c. bh
| L06-IPA-GW8-S152-03 | Wash Hand Basins | 4959949 | 0.51493 | S&E |  | Level(Name=L06, Elevation=46350) |  | 2400
| L06-IPA-GW8-S152-02 | Wash Hand Basins | 4959950 | 0.49298 | S&E |  | Level(Name=L06, Elevation=46350) |  | 2400
| L06-IPA-GW8-S152-01 | Wash Hand Basins | 4959951 | 0.49952 | S&E |  | Level(Name=L06, Elevation=46350) |  | 2400
Duct Reheat | L06-IPA-GW8-S080-02 | Prepared Feeds/ Breast Milk Store | 4959952 | 9.4094 | S&E | AHU/GN/WD/07/003 | Level(Name=L06, Elevation=46350) |  | 2400
Duct Reheat | L06-IPA-GW8-S101-01 | Point of Care Testing | 4959953 | 10.4127 | S&E | AHU/GN/WD/07/003 | Level(Name=L06, Elevation=46350) |  | 2700
FCU | L06-IPA-GW5-S051-01 | Infant Feeding Room | 4959954 | 0 | FCU | AHU/GN/WD/07/002 | Level(Name=L06, Elevation=46350) |  | 2400
| L06-IPA-SHS-S110-02 | WC - Accessible with Baby Change | 4959955 | 0 | D | AHU/GN/WD/07/002 | Level(Name=L06, Elevation=46350) |  | 2400
FCU | L06-IPA-SHS-S062-04 | Meeting Room | 4959956 | 0 | FCU | AHU/GN/WD/07/002 | Level(Name=L06, Elevation=46350) |  | N/A
FCU | L06-IPA-SHS-S062-01 | Meeting Room | 4959957 | 0 | FCU | AHU/GN/WD/07/002 | Level(Name=L06, Elevation=46350) |  | N/A
| L06-IPA-SHS-S113-01 | WC - Public | 4959958 | 3.2678 | D | AHU/GN/WD/07/002 | Level(Name=L06, Elevation=46350) |  | 2400
Radiant Panel & Façade HTG Coil | L06-IPA-GW6-S014-22 | Bedroom - Single | 4959959 | 18.8597 | NV |  | Level(Name=L06, Elevation=46350) |  | 2700 + 2400 c. bh
Radiant Panel & Façade HTG Coil | L06-IPA-GW7-S014-01 | Bedroom - Single | 4959960 | 18.8597 | NV |  | Level(Name=L06, Elevation=46350) |  | 2700 + 2400 c. bh
| L06-IPA-SHS-S113-02 | WC - Public | 4959961 | 3.4347 | D |  | Level(Name=L06, Elevation=46350) |  | 2400
Radiant Panel | L06-IPA-GW6-S076-01 | Play Area | 4959962 | 19.9037 | NV |  | Level(Name=L06, Elevation=46350) |  | 2700
FCU | L06-IPA-GW8-S093-01 | Staff Base (1 per Cluster) | 4959963 | 7.8257 | FCU | AHU/GN/WD/07/003 | Level(Name=L06, Elevation=46350) |  | 2700 + 2400
FCU | L06-IPA-GW8-S115-03 | IP Unit Staff Workstations | 4959964 | 5.9586 | FCU | AHU/GN/WD/07/003 | Level(Name=L06, Elevation=46350) |  | 2700 + 2400
| L06-IPA-GW7-S152-04 | Wash Hand Basins | 4959965 | 0.8587 | S&E |  | Level(Name=L06, Elevation=46350) |  | 2400
Radiant Panel | L06-IPA-GW7-S139-01 | Store | 4959966 | 10.6694 | E | AHU/GN/WD/07/004 | Level(Name=L06, Elevation=46350) |  | 2400
| L06-IPA-GW7-S114-01 | WC - Staff | 4959967 | 3.3194 | D | AHU/GN/WD/07/004 | Level(Name=L06, Elevation=46350) |  | 2400
FCU | L06-IPA-GW7-S093-02 | Staff Base (1 per Cluster) | 4959968 | 7.4183 | FCU | AHU/GN/WD/07/004 | Level(Name=L06, Elevation=46350) |  | 2700 + 2400
FCU | L06-IPA-GW7-S115-06 | Nursing Team Wkst | 4959969 | 5.6125 | FCU | AHU/GN/WD/07/004 | Level(Name=L06, Elevation=46350) |  | 2700 + 2400
Duct Reheat | L06-IPA-GW6-S036-02 | Dirty Utility | 4959970 | 10.6321 | D | AHU/GN/WD/07/002 | Level(Name=L06, Elevation=46350) |  | 2400
| L06-IPA-GW6-S139-02 | Store | 4959971 | 2.496 | E | AHU/GN/WD/07/002 | Level(Name=L06, Elevation=46350) |  | 2400
FCU | L06-IPA-GW6-S093-02 | Staff Base (1 per Cluster) | 4959972 | 7.2189 | FCU | AHU/GN/WD/07/002 | Level(Name=L06, Elevation=46350) |  | 2700 + 2400
FCU | L06-IPA-GW6-S115-06 | Nursing Team Wkst | 4959973 | 5.4518 | FCU | AHU/GN/WD/07/002 | Level(Name=L06, Elevation=46350) |  | 2700 + 2400
| L06-IPA-GW5-S114-01 | WC - Staff | 4959974 | 4.2109 | D | AHU/GN/WD/07/002 | Level(Name=L06, Elevation=46350) |  | 2400
| L06-IPA-GW5-S152-04 | Wash Hand Basins | 4959975 | 0.91394 | S&E |  | Level(Name=L06, Elevation=46350) |  | 2400
| L06-IPA-GW6-S114-01 | WC - Staff | 4959976 | 3.588 | D | AHU/GN/WD/07/001 | Level(Name=L06, Elevation=46350) |  | 2400
Radiant Panel | L06-IPA-GW6-S139-01 | Store | 4959977 | 10.8106 | E | AHU/GN/WD/07/001 | Level(Name=L06, Elevation=46350) |  | 2400
FCU | L06-IPA-GW5-S093-01 | Staff Base (1 per Cluster) | 4959978 | 7.2112 | FCU | AHU/GN/WD/07/001 | Level(Name=L06, Elevation=46350) |  | 2700 + 2400
FCU | L06-IPA-GW5-L058-01 | Nursing Team Wkst | 4959979 | 5.4518 | FCU | AHU/GN/WD/07/001 | Level(Name=L06, Elevation=46350) |  | 2700 + 2400
Radiant Panel | L06-IPA-SHS-S057-01 | Parent Lounge with Beverage Bay | 4959980 | 14.9658 | NV |  | Level(Name=L06, Elevation=46350) |  | 3200
Radiant Panel & Façade HTG Coil | L06-IPA-GW5-S014-12 | Bedroom - Single | 4959981 | 19.0736 | NV |  | Level(Name=L06, Elevation=46350) |  | 2700 + 2400 c. bh
Radiant Panel & Façade HTG Coil | L06-IPA-GW5-S014-03 | Bedroom - Single | 4959982 | 19.1169 | NV |  | Level(Name=L06, Elevation=46350) |  | 2700 + 2400 c. bh
Radiant Panel & Façade HTG Coil | L06-IPA-GW5-S014-02 | Bedroom - Single | 4959983 | 19.2227 | NV |  | Level(Name=L06, Elevation=46350) |  | 2700 + 2400 c. bh
| L06-IPA-REM-S001-01 | Additional Allowance for lobbies of 6m2 for 2 beds allocated to Cystic Fibrosis in addition to gener | 4959984 | 5.9811 | S | AHU/IS/WD/07/024 | Level(Name=L06, Elevation=46350) |  | 2400
| L06-CIR-CIR-C004-01 | Hospital Street Shared Corridor (Between Departments) | 4959985 | 0.94 | S&E |  | Level(Name=L06, Elevation=46350) |  | N/A
Radiant Panel | L06-CIR-CIR-C004-01 | Hospital Street Shared Corridor (Between Departments) | 4959986 | 0 | NV |  | Level(Name=L06, Elevation=46350) |  | N/A
| L06-CIR-CIR-C004-01 | Hospital Street Shared Corridor (Between Departments) | 4959987 | 0.94 | S&E |  | Level(Name=L06, Elevation=46350) |  | N/A
Radiant Panel | L06-IPA-SHS-S057-02 | Parent Lounge with Beverage Bay | 4959988 | 15.7499 | NV |  | Level(Name=L06, Elevation=46350) |  | 3200
Radiant Panel | L06-IPA-GW7-S115-01 | IP Unit Staff Workstations | 4959989 | 5.8409 | NV |  | Level(Name=L06, Elevation=46350) |  | 3200
FCU | L06-IPA-GW8-S067-01 | Pantry | 4959990 | 11.7638 | FCU | AHU/GN/WD/07/003 | Level(Name=L06, Elevation=46350) |  | 2400
FCU | L06-IPA-GW5-S068-01 | Patient / Family Dining | 4959991 | 12.269 | FCU | AHU/GN/WD/07/003 | Level(Name=L06, Elevation=46350) |  | 2700
Radiant Panel | L06-IPA-GW8-S099-01 | Store - Equipment | 4959992 | 32.4633 | E | AHU/GN/WD/07/003 | Level(Name=L06, Elevation=46350) |  | 2700
Radiant Panel | L06-IPA-SHS-S012-02 | Bed Pram Cot Storage | 4959993 | 16.8765 | E | AHU/GN/WD/07/003 | Level(Name=L06, Elevation=46350) |  | 2400
Radiant Panel | L06-IPA-GW5-S080-02 | Prepared/ Breast Milk Store | 4959994 | 10.7747 | S&E | AHU/GN/WD/07/003 | Level(Name=L06, Elevation=46350) |  | 2400
Duct Reheat | L06-IPA-GW8-L081-01 | Single Room - Isolation | 4959995 | 28.3557 | N/A | AHU/IS/WD/07/017 | Level(Name=L06, Elevation=46350) |  | 2700 + 2400 c. bh
| L06-IPA-GW8-S044-22 | Ensuite | 4959996 | 5.1962 | D | AHU/IS/WD/07/017 | Level(Name=L06, Elevation=46350) | EF/IS/WD/07/017 | 2400
Radiant Panel | L06-IPA-GW5-S076-01 | Play Area | 4959997 | 15.9885 | NV |  | Level(Name=L06, Elevation=46350) |  | 2700
FCU | L06-IPA-GW7-S067-01 | Pantry | 4959998 | 12.0857 | FCU | AHU/GN/WD/07/004 | Level(Name=L06, Elevation=46350) |  | 2400
Radiant Panel | L06-IPA-GW7-S139-03 | Store | 4959999 | 12.273 | E | AHU/GN/WD/07/004 | Level(Name=L06, Elevation=46350) |  | 2400
Radiant Panel | L06-IPA-GW7-S099-01 | Store - Equipment | 4960000 | 38.8434 | E | AHU/GN/WD/07/004 | Level(Name=L06, Elevation=46350) |  | 2700
Radiant Panel | L06-IPA-ORT-S100-01 | Orthopaedic Store - Equipment | 4960001 | 30.0516 | E | AHU/GN/WD/07/004 | Level(Name=L06, Elevation=46350) |  | 2700
Radiant Panel | L06-IPA-ORT-U0011-01 | Additional Assisted Bathroom Orthopaedic IP Unit | 4960002 | 15.4567 | D | AHU/GN/WD/07/004 | Level(Name=L06, Elevation=46350) |  | 2700
Radiant Panel | L06-IPA-GW7-S076-01 | Play Area | 4960003 | 18.2528 | NV |  | Level(Name=L06, Elevation=46350) |  | 2700
Radiant Panel & Façade HTG Coil | L06-IPA-GW5-S014-11 | Bedroom - Single | 4960004 | 19.156 | NV |  | Level(Name=L06, Elevation=46350) |  | 2700 + 2400 c. bh
Radiant Panel & Façade HTG Coil | L06-IPA-GW5-S014-10 | Bedroom - Single | 4960005 | 19.1549 | NV |  | Level(Name=L06, Elevation=46350) |  | 2700 + 2400 c. bh
FCU | L06-IPA-SHS-S062-03 | Meeting Room | 4960006 | 0 | FCU | AHU/GN/WD/07/002 | Level(Name=L06, Elevation=46350) |  | N/A
Radiant Panel & Façade HTG Coil | L06-IPA-GW5-S014-07 | Bedroom - Single | 4960007 | 19.1562 | NV |  | Level(Name=L06, Elevation=46350) |  | 2700 + 2400 c. bh
Radiant Panel & Façade HTG Coil | L06-IPA-GW5-S014-06 | Bedroom - Single | 4960008 | 19.1554 | NV |  | Level(Name=L06, Elevation=46350) |  | 2700 + 2400 c. bh
FCU | L06-IPA-CSA-S105-01 | Sub Wait | 4960009 | 5.7016 | FCU | AHU/GN/WD/07/001 | Level(Name=L06, Elevation=46350) |  | 3200
Radiant Panel & Façade HTG Coil | L06-IPA-GW6-S014-01 | Bedroom - Single | 4960010 | 19.1015 | NV |  | Level(Name=L06, Elevation=46350) |  | 2700 + 2400 c. bh
Radiant Panel | L06-IPA-GW5-S084-01 | School Store (to be allocated from School SOA) | 4960011 | 6.316 | E | AHU/GN/WD/07/002 | Level(Name=L06, Elevation=46350) |  | 2400
| L06-IPA-GW6-S056-02 | Bay - Linen (one per Cluster) | 4960012 | 2.616 | E | AHU/GN/WD/07/002 | Level(Name=L06, Elevation=46350) |  | 2400
Duct Reheat | L06-IPA-GW6-S023-02 | Clean Utility | 4960013 | 11.9622 | S | AHU/GN/WD/07/002 | Level(Name=L06, Elevation=46350) |  | 2700
Duct Reheat | L06-IPA-GW6-S107-01 | Treatment / Minor Procedure Room | 4960014 | 18.0671 | S&E | AHU/GN/WD/07/002 | Level(Name=L06, Elevation=46350) |  | 2700
| L06-IPA-GW6-S044-11 | Ensuite | 4960015 | 6.3513 | D | AHU/IS/WD/07/024 | Level(Name=L06, Elevation=46350) | EF/IS/WD/07/021 | 2400
FCU | L06-IPA-GW6-S019-01 | Central Workstation | 4960016 | 12.3458 | FCU | AHU/GN/WD/07/002 | Level(Name=L06, Elevation=46350) |  | 2700 + 2400
FCU | L06-IPA-GW6-S068-01 | Patient / Family Dining | 4960017 | 21.4421 | FCU | AHU/GN/WD/07/002 | Level(Name=L06, Elevation=46350) |  | 3200
FCU | L06-IPA-GW5-L002-01 | Admin Wkst - 2P + IP Wkst - 1P | 4960018 | 11.2002 | FCU | AHU/GN/WD/07/001 | Level(Name=L06, Elevation=46350) |  | 2700
FCU | L06-IPA-SHS-S094-01 | Staff Lounge/Beverage Bay with Lockers | 4960019 | 21.3975 | FCU | AHU/GN/WD/07/003 | Level(Name=L06, Elevation=46350) |  | 2700
Duct Reheat | L06-IPA-SHS-S022-01 | Clean Delivery Hub | 4960020 | 9.1947 | S | AHU/GN/WD/07/001 | Level(Name=L06, Elevation=46350) |  | 2400
| L06-IPA-GW5-S025-01 | Cleaners Room | 4960021 | 6.8965 | D | AHU/GN/WD/07/001 | Level(Name=L06, Elevation=46350) |  | 2400
FCU | L06-IPA-GW8-S068-01 | Patient / Family Dining | 4960022 | 15.149 | FCU | AHU/GN/WD/07/003 | Level(Name=L06, Elevation=46350) |  | 3200
| L06-IPA-SHS-S109-01 | WC - Accessible | 4960023 | 7.4376 | D | AHU/GN/WD/07/003 | Level(Name=L06, Elevation=46350) |  | 2400
Radiant Panel | L06-IPA-SHS-S012-01 | Bed Pram Cot Storage | 4960024 | 17.8009 | E | AHU/GN/WD/07/004 | Level(Name=L06, Elevation=46350) |  | 2400
Radiant Panel | L06-IPA-GW6-S099-01 | Store - Equipment | 4960025 | 9.2631 | E | AHU/GN/WD/07/004 | Level(Name=L06, Elevation=46350) |  | 2700
FCU | L06-IPA-SHS-S094-02 | Staff Lounge/Beverage Bay with Lockers | 4960026 | 21.7534 | FCU | AHU/GN/WD/07/004 | Level(Name=L06, Elevation=46350) |  | 2700
| L06-IPA-SHS-S109-02 | WC - Accessible | 4960027 | 6.8863 | D | AHU/GN/WD/07/004 | Level(Name=L06, Elevation=46350) |  | 2400
FCU | L06-IPA-GW7-S068-01 | Patient / Family Dining | 4960028 | 16.3066 | FCU | AHU/GN/WD/07/004 | Level(Name=L06, Elevation=46350) |  | 3200
Duct Reheat | L06-IPA-SHS-S022-02 | Clean Delivery Hub | 4960029 | 10.4508 | S | AHU/GN/WD/07/002 | Level(Name=L06, Elevation=46350) |  | 2400
| L06-IPA-GW6-S025-01 | Cleaners Room | 4960030 | 6.958 | D | AHU/GN/WD/07/002 | Level(Name=L06, Elevation=46350) |  | 2400
FCU | L06-IPA-GW7-L002-01 | Admin Wkst - 2P | 4960031 | 10.773 | FCU | AHU/GN/WD/07/002 | Level(Name=L06, Elevation=46350) |  | 2700
Radiant Panel | L06-IPA-CIR-C001-11 | Corridor | 4960032 | 33.754 | S&E | AHU/GN/WD/07/002 | Level(Name=L06, Elevation=46350) |  | 2900
Radiant Panel | L06-CIR-CIR-C004-01 | Hospital Street Shared Corridor (Between Departments) | 4960033 | 23.5624 | background S&E | AHU/GN/WD/07/003 | Level(Name=L06, Elevation=46350) |  | N/A
Radiant Panel | L06-CIR-CIR-C001-01 | Corridor | 4960035 | 13.426 | background S&E | AHU/GN/WD/07/002 | Level(Name=L06, Elevation=46350) |  | 2400
| L06-IPA-GW5-S007-01 | Bay - Hoist | 4960036 | 1.9165 | E | AHU/GN/WD/07/001 | Level(Name=L06, Elevation=46350) |  | 2700
| L06-IPA-GW5-S042-01 | Ensuite - Assisted | 4960037 | 6.9602 | D | AHU/IS/WD/07/004 | Level(Name=L06, Elevation=46350) | EF/IS/WD/07/004 | 2700
| L06-IPA-GW6-S007-01 | Bay - Hoist | 4960038 | 2.3038 | E | AHU/GN/WD/07/002 | Level(Name=L06, Elevation=46350) |  | 2700
| L06-IPA-GW7-S007-01 | Bay - Hoist | 4960039 | 2.3383 | E | AHU/GN/WD/07/002 | Level(Name=L06, Elevation=46350) |  | 2700
| L06-IPA-GW6-S001-01 | Airlock | 4960040 | 6.2093 | S | AHU/IS/WD/07/011 | Level(Name=L06, Elevation=46350) |  | 2400
FCU | L06-IPA-GW6-L002-01 | Admin Wkst - 2P | 4960041 | 23.6798 | FCU | AHU/GN/WD/07/001 | Level(Name=L06, Elevation=46350) |  | 2700
Radiant Panel | L06-IPA-CIR-C001-04 | Corridor | 4960042 | 33.9324 | S&E | AHU/GN/WD/07/001 | Level(Name=L06, Elevation=46350) |  | 2900
Duct Reheat | L06-IPA-CSA-S053-01 | Interview Room | 4960043 | 10.1294 | S&E | AHU/GN/WD/07/001 | Level(Name=L06, Elevation=46350) |  | 2700
FCU | L06-HUB-ITH-S118-02 | IT Hub | 4960044 | 12.24 | FCU | AHU/GN/WD/07/001 | Level(Name=L06, Elevation=46350) |  | N/A
| L06-IPA-GW5-S056-01 | Bay - Linen (one per Cluster) | 4960045 | 3.7111 | E | AHU/GN/WD/07/001 | Level(Name=L06, Elevation=46350) |  | 2400
| L06-IPA-GW8-S007-01 | Bay - Hoist | 4960046 | 2.4118 | E | AHU/GN/WD/07/001 | Level(Name=L06, Elevation=46350) |  | 2700
FCU | L06-IPA-GW6-S067-01 | Pantry | 4960047 | 11.8705 | FCU | AHU/GN/WD/07/002 | Level(Name=L06, Elevation=46350) |  | 2400
FCU | L06-HUB-ITH-S118-03 | IT Hub | 4960048 | 12.3004 | FCU | AHU/GN/WD/07/002 | Level(Name=L06, Elevation=46350) |  | N/A
| L06-IPA-GW6-S056-03 | Bay - Linen (one per Cluster) | 4960049 | 4.1094 | E | AHU/GN/WD/07/002 | Level(Name=L06, Elevation=46350) |  | 2400
Radiant Panel | L06-IPA-CIR-C001-09 | Corridor | 4960050 | 30.2366 | background S&E | AHU/GN/WD/07/002 | Level(Name=L06, Elevation=46350) |  | 2400
Radiant Panel | L06-CIR-CIR-C006-06 | Lift - Stair Lobby | 4960051 | 31.7992 | background S&E | AHU/GN/WD/07/002 | Level(Name=L06, Elevation=46350) |  | 2400
| L06-CIR-CIR-C008-04 | Stairwell | 4960052 | 34.7414 | N/A |  | Level(Name=L06, Elevation=46350) |  | N/A
Radiant Panel | L06-CIR-CIR-C001-02 | Corridor | 4960053 | 8.4035 | background S&E | AHU/GN/WD/07/003 | Level(Name=L06, Elevation=46350) |  | 2400
| L06-CIR-CIR-C008-01 | Stairwell | 4960054 | 25.502 | N/A |  | Level(Name=L06, Elevation=46350) |  | N/A
| L06-IPA-GW8-S084-01 | School Store (to be allocated from School SOA) | 4960055 | 4.18 | E | AHU/GN/WD/07/003 | Level(Name=L06, Elevation=46350) |  | 2400
Duct Reheat | L06-IPA-GW7-S053-01 | Interview Room | 4960056 | 9.3889 | S&E | AHU/GN/WD/07/004 | Level(Name=L06, Elevation=46350) |  | 2700
Duct Reheat | L06-IPA-GW8-S053-01 | Interview Room | 4960057 | 9.7945 | S&E | AHU/GN/WD/07/004 | Level(Name=L06, Elevation=46350) |  | 2700
Duct Reheat | L06-IPA-GW5-S053-01 | Interview Room | 4960058 | 9.3818 | S&E | AHU/GN/WD/07/001 | Level(Name=L06, Elevation=46350) |  | 2700
Duct Reheat | L06-IPA-GW6-S053-01 | Interview Room | 4960059 | 9.45 | S&E | AHU/GN/WD/07/001 | Level(Name=L06, Elevation=46350) |  | 2700
| L06-CIR-CIR-C008-03 | Stairwell | 4960060 | 24.9398 | S&E |  | Level(Name=L06, Elevation=46350) |  | N/A
FCU | L06-HUB-ITH-S118-06 | IT Hub | 4960061 | 18.245 | FCU | AHU/GN/WD/07/003 | Level(Name=L06, Elevation=46350) |  | N/A
FCU | L06-IPA-SHS-S032-01 | Cooking Pantry | 4960062 | 26.2982 | FCU | AHU/GN/WD/07/003 | Level(Name=L06, Elevation=46350) |  | 2400
FCU | L06-HUB-ITH-S118-07 | IT Hub | 4960063 | 18.066 | FCU | AHU/GN/WD/07/004 | Level(Name=L06, Elevation=46350) |  | N/A
FCU | L06-IPA-SHS-S032-02 | Cooking Pantry | 4960064 | 27.2969 | FCU | AHU/GN/WD/07/004 | Level(Name=L06, Elevation=46350) |  | 2400
| L06-IPA-GW8-S114-01 | WC - Staff | 4960065 | 5.0413 | D | AHU/GN/WD/07/003 | Level(Name=L06, Elevation=46350) |  | 2400
Radiant Panel | L06-CIR-CIR-C006-04 | Lift - Stair Lobby | 4960066 | 11.8543 | background S&E | AHU/GN/WD/07/002 | Level(Name=L06, Elevation=46350) |  | 2400
Radiant Panel | L06-CIR-CIR-C006-01 | Lift - Stair Lobby | 4960067 | 11.7094 | S&E | AHU/GN/WD/07/003 | Level(Name=L06, Elevation=46350) |  | 2400
Radiant Panel | L06-IPA-CIR-C001-15 | Corridor | 4960068 | 352.3297 | background S&E | AHU/GN/WD/07/003 | Level(Name=L06, Elevation=46350) |  | 2400
Radiant Panel | L06-IPA-CIR-C001-10 | Corridor | 4960069 | 352.1905 | background S&E | AHU/GN/WD/07/004 | Level(Name=L06, Elevation=46350) |  | 2400
Radiant Panel | L06-IPA-CIR-C001-20 | Corridor | 4960070 | 135.2549 | background S&E | AHU/GN/WD/07/002 | Level(Name=L06, Elevation=46350) |  | 2400
Radiant Panel | L06-CIR-CIR-C006-02 | Lift - Stair Lobby | 4960071 | 30.2575 | background S&E | AHU/GN/WD/07/001 | Level(Name=L06, Elevation=46350) |  | 2400
| L06-IPA-GW5-S001-02 | Airlock | 4960072 | 5.2038 | S | AHU/IS/WD/07/004 | Level(Name=L06, Elevation=46350) |  | 2400
FCU | L06-IPA-GW5-S067-01 | Pantry | 4960073 | 5.9381 | FCU | AHU/GN/WD/07/001 | Level(Name=L06, Elevation=46350) |  | 2400
Radiant Panel | L06-CIR-CIR-C006-03 | Lift - Stair Lobby | 4960074 | 32.3928 | background S&E | AHU/GN/WD/07/001 | Level(Name=L06, Elevation=46350) |  | 2400
| L06-CIR-CIR-C008-02 | Stairwell | 4960075 | 31.4444 | S&E |  | Level(Name=L06, Elevation=46350) |  | N/A
Radiant Panel | L06-IPA-CIR-C001-01 | Corridor | 4960076 | 355.6422 | background S&E | AHU/GN/WD/07/001 | Level(Name=L06, Elevation=46350) |  | 2400
Radiant Panel | L06-IPA-CIR-C001-08 | Corridor | 4960077 | 187.2849 | background S&E | AHU/GN/WD/07/002 | Level(Name=L06, Elevation=46350) |  | 2400
Duct Reheat | L06-IPA-GW6-S080-02 | Prepared/ Breast Milk Store | 4960078 | 5.5515 | S&E | AHU/GN/WD/07/002 | Level(Name=L06, Elevation=46350) |  | 2400
Radiant Panel | L06-CIR-CIR-C006-05 | Lift - Stair Lobby | 4960079 | 32.2938 | background S&E | AHU/GN/WD/07/002 | Level(Name=L06, Elevation=46350) |  | 2400
Radiant Panel | L06-IPA-GW5-S139-01 | Store | 4960080 | 12.6447 | E | AHU/GN/WD/07/001 | Level(Name=L06, Elevation=46350) |  | 2400
| L06-IPA-SHS-S038-01 | Disposal Room (adjacent to AGV lifts) Large | 4960081 | 27.2442 | D | AHU/GN/WD/07/001 | Level(Name=L06, Elevation=46350) |  | 2700
Radiant Panel | L06-IPA-CIR-C001-03 | Corridor | 4960082 | 46.1661 | S&E | AHU/GN/WD/07/001 | Level(Name=L06, Elevation=46350) |  | 2900
| L06-IPA-GW8-S152-04 | Wash Hand Basins | 4960083 | 0.50297 | S&E |  | Level(Name=L06, Elevation=46350) |  | 2400
FCU | L06-IPA-GW8-L002-01 | Admin Wkst - 2P + IP Wkst - 1P | 4960084 | 17.5724 | FCU | AHU/GN/WD/07/002 | Level(Name=L06, Elevation=46350) |  | 2700
Radiant Panel | L06-IPA-CIR-C001-12 | Corridor | 4960085 | 47.8721 | S&E | AHU/GN/WD/07/002 | Level(Name=L06, Elevation=46350) |  | 2900
| L06-IPA-SHS-S038-02 | Disposal Room (adjacent to AGV lifts) Large | 4960086 | 27.4005 | D | AHU/GN/WD/07/002 | Level(Name=L06, Elevation=46350) |  | 2700
Radiant Panel | L06-IPA-GW6-S139-03 | Store | 4960087 | 12.6447 | E | AHU/GN/WD/07/002 | Level(Name=L06, Elevation=46350) |  | 2400
Radiant Panel | L06-IPA-CIR-C001-16 | Corridor | 4960088 | 67.648 | background S&E | AHU/GN/WD/07/004 | Level(Name=L06, Elevation=46350) |  | 2400
Radiant Panel | L06-IPA-CIR-C001-19 | Corridor | 4960089 | 71.7591 | background S&E | AHU/GN/WD/07/003 | Level(Name=L06, Elevation=46350) |  | 2400
FCU | L06-IPA-CSA-S081-01 | Reception | 4960090 | 7.9824 | FCU | AHU/GN/WD/07/001 | Level(Name=L06, Elevation=46350) |  | 3200
| L06-IPA-REM-S001-01 | Additional Allowance for lobbies of 6m2 for 2 beds allocated to Cystic Fibrosis in addition to gener | 4960091 | 0.14008 | S |  | Level(Name=L06, Elevation=46350) |  | 2400
Radiant Panel & Façade HTG Coil | L06-IPA-GW5-S014-09 | Bedroom - Single | 4960092 | 19.103 | NV |  | Level(Name=L06, Elevation=46350) |  | 2700 + 2400 c. bh
Radiant Panel & Façade HTG Coil | L06-IPA-GW5-S014-05 | Bedroom - Single | 4960093 | 19.1015 | NV |  | Level(Name=L06, Elevation=46350) |  | 2700 + 2400 c. bh
Radiant Panel | L05-IPA-CIR-C001-16 | Corridor | 5245412 |  | S&E | AHU/GN/WD/07/002 | Level(Name=L05, Elevation=42550) |  | 2900
Radiant Panel | Number Undefined 1 | Name Undefined 1 | 5288949 |  | background S&E | AHU/GN/WD/07/002 | Level(Name=L05, Elevation=42550)
Radiant Panel | Number Undefined 2 | Name Undefined 2 | 5288950 |  | background S&E | AHU/GN/WD/07/003 | Level(Name=L05, Elevation=42550)
Radiant Panel | Number Undefined 3 | Name Undefined 3 | 5288951 |  | background S&E | AHU/GN/WD/07/002 | Level(Name=L05, Elevation=42550)
Radiant Panel | Number Undefined 4 | Name Undefined 4 | 5288952 |  | background S&E | AHU/GN/WD/07/002 | Level(Name=L05, Elevation=42550)
Radiant Panel | Number Undefined 5 | Name Undefined 5 | 5288953 |  | background S&E | AHU/GN/WD/07/002 | Level(Name=L05, Elevation=42550)
Radiant Panel | Number Undefined 6 | Name Undefined 6 | 5288954 |  | background S&E | AHU/GN/WD/07/002 | Level(Name=L05, Elevation=42550)
Radiant Panel | L05-IPA-CIR-C001-29 | Space | 5288955 | 17.9807 | background S&E | AHU/GN/WD/07/002 | Level(Name=L06, Elevation=46350)
Radiant Panel | L05-IPA-CIR-C001-30 | Space | 5288956 | 6.7079 | background S&E | AHU/GN/WD/07/002 | Level(Name=L06, Elevation=46350)
|  | Plant Room NW | 5729112 |  |  |  | Level(Name=L07, Elevation=50150)
|  | Plant Room NE | 5729114 |  |  |  | Level(Name=L07, Elevation=50150)
|  | Plant Room SW | 5729116 |  |  |  | Level(Name=L07, Elevation=50150)
|  | Plant Room SE | 5729118 |  |  |  | Level(Name=L07, Elevation=50150)
| L03-CIR-CIR-C008-10 | Stairwell | 5811214 |  |  |  | Level(Name=L03, Elevation=33600) |  | N/A
| L03-CIR-CIR-C008-11 | Space | 6251127

## Summary
WD | WD! | 1285
NF | NF! | 1
SF | SF! | 1
HB | HB! | 1
WD!1:1
10
1 | 2 |  | Number | Repeated name | Area | NPH_Space_M_Heating_Type | Name | ElementID | NPH_Space_GEN_RoofArea | Level
1 | 3 | WD!a2 | L04-ONC-DHO-S090-01 | 1 | WD | Duct Reheat | Sub Base | 4958776 | 0 | Level(Name=L04, Elevation=38750)
1 | 4 | WD!a3 | L04-ONC-DHO-S090-02 | 1 | WD | Duct Reheat | Sub Base | 4958777 | 0 | Level(Name=L04, Elevation=38750)
1 | 5 | WD!a4 | L04-ONC-DHO-S113-02 | 1 | WD | 0 | WC - Public | 4958778 | 0 | Level(Name=L04, Elevation=38750)
1 | 6 | WD!a5 | L04-ONC-DHO-S111-01 | 1 | WD | 0 | WC - Assisted | 4958779 | 0 | Level(Name=L04, Elevation=38750)
1 | 7 | WD!a6 | L04-ONC-DHO-L047-01 | 1 | WD | Duct Reheat | Malignant Haematology/Oncology Day Bays | 4958780 | 0 | Level(Name=L04, Elevation=38750)
1 | 8 | WD!a7 | L04-ONC-DHO-L047-02 | 1 | WD | Duct Reheat | Malignant Haematology/Oncology Day Bays | 4958781 | 0 | Level(Name=L04, Elevation=38750)
1 | 9 | WD!a8 | L04-ONC-DHO-L041-04 | 1 | WD | Duct Reheat | Haemophilia Single Bays | 4958782 | 0 | Level(Name=L04, Elevation=38750)
1 | 10 | WD!a9 | L04-ONC-DHO-L041-03 | 1 | WD | Duct Reheat | Haemophilia Single Bays | 4958783 | 0 | Level(Name=L04, Elevation=38750)
1 | 11 | WD!a10 | L04-ONC-DHO-S097-01 | 1 | WD | Radiant Panel | Store - Consumables | 4958784 | 0 | Level(Name=L04, Elevation=38750)
1 | 12 | WD!a11 | L04-NUT-INP-S056-01 | 1 | WD | 0 | Bay - Linen (one per cluster) | 4958785 | 0 | Level(Name=L04, Elevation=38750)
1 | 13 | WD!a12 | L04-NUT-INP-S023-01 | 1 | WD | Duct Reheat | Clean Utility | 4958786 | 0 | Level(Name=L04, Elevation=38750)
1 | 14 | WD!a13 | L04-NUT-INP-S036-01 | 1 | WD | Duct Reheat | Dirty Utility | 4958787 | 0 | Level(Name=L04, Elevation=38750)
1 | 15 | WD!a14 | L04-NUT-INP-S112-01 | 1 | WD | 0 | WC - Assisted with Baby Change | 4958788 | 0 | Level(Name=L04, Elevation=38750)
1 | 16 | WD!a15 | L04-NUT-INP-S093-01 | 1 | WD | Duct Reheat | Staff Base (1 per Cluster) | 4958789 | 0 | Level(Name=L04, Elevation=38750)
1 | 17 | WD!a16 | L04-NUT-INP-S060-01 | 1 | WD | Duct Reheat | MDT Therapy Room | 4958790 | 0 | Level(Name=L04, Elevation=38750)
1 | 18 | WD!a17 | L04-NUT-INP-S072-01 | 1 | WD | Duct Reheat | Pharmacy Prep Room | 4958791 | 0 | Level(Name=L04, Elevation=38750)
1 | 19 | WD!a18 | L04-ONC-INP-S127-01 | 1 | WD | Duct Reheat | Pharmacy Prep + PTS | 4958792 | 0 | Level(Name=L04, Elevation=38750)
1 | 20 | WD!a19 | L04-ONC-INP-S107-02 | 1 | WD | Duct Reheat | Treatment / Minor Procedure Room | 4958793 | 0 | Level(Name=L04, Elevation=38750)
1 | 21 | WD!a20 | L04-ONC-INP-S036-02 | 1 | WD | Duct Reheat | Dirty Utility | 4958794 | 0 | Level(Name=L04, Elevation=38750)
1 | 22 | WD!a21 | L04-ONC-INP-S114-02 | 1 | WD | 0 | WC - Staff | 4958795 | 0 | Level(Name=L04, Elevation=38750)
1 | 23 | WD!a22 | L04-ONC-INP-S056-03 | 1 | WD | 0 | Bay - Linen (one per Cluster) | 4958796 | 0 | Level(Name=L04, Elevation=38750)
1 | 24 | WD!a23 | L04-ONC-INP-S023-02 | 1 | WD | Duct Reheat | Clean Utility | 4958797 | 0 | Level(Name=L04, Elevation=38750)
1 | 25 | WD!a24 | L04-ONC-INP-S010-01 | 1 | WD | 0 | Bay - Resuscitation | 4958798 | 0 | Level(Name=L04, Elevation=38750)
1 | 26 | WD!a25 | L04-ONC-INP-S019-01 | 1 | WD | Duct Reheat | Central Workstation | 4958799 | 0 | Level(Name=L04, Elevation=38750)
1 | 27 | WD!a26 | L04-NUT-INP-S001-03 | 1 | WD | 0 | Airlock | 4958800 | 0 | Level(Name=L04, Elevation=38750)
1 | 28 | WD!a27 | L04-NUT-INP-S001-02 | 1 | WD | 0 | Airlock | 4958801 | 0 | Level(Name=L04, Elevation=38750)
1 | 29 | WD!a28 | L04-NUT-INP-S044-06 | 1 | WD | 0 | Ensuite | 4958802 | 0 | Level(Name=L04, Elevation=38750)
1 | 30 | WD!a29 | L04-NUT-INP-S044-03 | 1 | WD | 0 | Ensuite | 4958803 | 0 | Level(Name=L04, Elevation=38750)
1 | 31 | WD!a30 | L04-NUT-INP-S044-08 | 1 | WD | 0 | Ensuite | 4958804 | 0 | Level(Name=L04, Elevation=38750)
1 | 32 | WD!a31 | L04-NUT-INP-S044-12 | 1 | WD | 0 | Ensuite | 4958805 | 0 | Level(Name=L04, Elevation=38750)
1 | 33 | WD!a32 | L04-NUT-INP-S001-05 | 1 | WD | 0 | Airlock | 4958806 | 0 | Level(Name=L04, Elevation=38750)
1 | 34 | WD!a33 | L04-NUT-INP-S044-01 | 1 | WD | 0 | Ensuite | 4958807 | 0 | Level(Name=L04, Elevation=38750)
1 | 35 | WD!a34 | L04-NUT-INP-S044-14 | 1 | WD | 0 | Ensuite | 4958808 | 0 | Level(Name=L04, Elevation=38750)
1 | 36 | WD!a35 | L04-NUT-INP-S044-10 | 1 | WD | 0 | Ensuite | 4958809 | 0 | Level(Name=L04, Elevation=38750)
1 | 37 | WD!a36 | L04-NUT-INP-S001-06 | 1 | WD | 0 | Airlock | 4958810 | 0 | Level(Name=L04, Elevation=38750)
1 | 38 | WD!a37 | L04-ONC-INP-S044-01 | 1 | WD | 0 | Ensuite | 4958811 | 0 | Level(Name=L04, Elevation=38750)
1 | 39 | WD!a38 | L04-ONC-INP-S044-04 | 1 | WD | 0 | Ensuite | 4958812 | 0 | Level(Name=L04, Elevation=38750)
1 | 40 | WD!a39 | L04-ONC-INP-S044-05 | 1 | WD | 0 | Ensuite | 4958813 | 0 | Level(Name=L04, Elevation=38750)
1 | 41 | WD!a40 | L04-ONC-INP-S044-20 | 1 | WD | 0 | Ensuite | 4958814 | 0 | Level(Name=L04, Elevation=38750)
1 | 42 | WD!a41 | L04-ONC-INP-S044-14 | 1 | WD | 0 | Ensuite | 4958815 | 0 | Level(Name=L04, Elevation=38750)
1 | 43 | WD!a42 | L04-ONC-INP-S044-11 | 1 | WD | 0 | Ensuite | 4958816 | 0 | Level(Name=L04, Elevation=38750)
1 | 44 | WD!a43 | L04-ONC-INP-S044-07 | 1 | WD | 0 | Ensuite | 4958817 | 0 | Level(Name=L04, Elevation=38750)
1 | 45 | WD!a44 | L04-ONC-INP-S001-01 | 1 | WD | 0 | Airlock | 4958818 | 0 | Level(Name=L04, Elevation=38750)
1 | 46 | WD!a45 | L04-ONC-INP-S110-01 | 1 | WD | 0 | WC - Accessible with Baby Change | 4958819 | 0 | Level(Name=L04, Elevation=38750)
1 | 47 | WD!a46 | L04-ONC-INP-S044-10 | 1 | WD | 0 | Ensuite | 4958820 | 0 | Level(Name=L04, Elevation=38750)
1 | 48 | WD!a47 | L04-ONC-INP-S044-22 | 1 | WD | 0 | Ensuite | 4958821 | 0 | Level(Name=L04, Elevation=38750)
1 | 49 | WD!a48 | L04-ONC-INP-S044-25 | 1 | WD | 0 | Ensuite | 4958822 | 0 | Level(Name=L04, Elevation=38750)
1 | 50 | WD!a49 | L04-ONC-INP-S044-26 | 1 | WD | 0 | Ensuite | 4958823 | 0 | Level(Name=L04, Elevation=38750)
1 | 51 | WD!a50 | L04-ONC-INP-S001-05 | 1 | WD | 0 | Airlock | 4958824 | 0 | Level(Name=L04, Elevation=38750)
1 | 52 | WD!a51 | L04-ONC-INP-S001-11 | 1 | WD | 0 | Airlock | 4958825 | 0 | Level(Name=L04, Elevation=38750)
1 | 53 | WD!a52 | L04-ONC-INP-S001-10 | 1 | WD | 0 | Airlock | 4958826 | 0 | Level(Name=L04, Elevation=38750)
1 | 54 | WD!a53 | L04-ONC-INP-S014-18 | 1 | WD | Duct Reheat | Bedroom - Single | 4958827 | 0 | Level(Name=L04, Elevation=38750)
1 | 55 | WD!a54 | L04-ONC-INP-S044-23 | 1 | WD | 0 | Ensuite | 4958828 | 0 | Level(Name=L04, Elevation=38750)
1 | 56 | WD!a55 | L04-ONC-INP-S044-24 | 1 | WD | 0 | Ensuite | 4958829 | 0 | Level(Name=L04, Elevation=38750)
1 | 57 | WD!a56 | L04-ONC-INP-S014-21 | 1 | WD | Duct Reheat | Bedroom - Single | 4958830 | 0 | Level(Name=L04, Elevation=38750)
1 | 58 | WD!a57 | L04-ONC-INP-S014-22 | 1 | WD | Duct Reheat | Bedroom - Single | 4958831 | 0 | Level(Name=L04, Elevation=38750)
1 | 59 | WD!a58 | L04-ONC-INP-S044-27 | 1 | WD | 0 | Ensuite | 4958832 | 0 | Level(Name=L04, Elevation=38750)
1 | 60 | WD!a59 | L04-ONC-INP-S014-23 | 1 | WD | Duct Reheat | Bedroom - Single | 4958833 | 0 | Level(Name=L04, Elevation=38750)
1 | 61 | WD!a60 | L04-ONC-INP-S107-03 | 1 | WD | Duct Reheat | Multifunctional Room | 4958834 | 0 | Level(Name=L04, Elevation=38750)
1 | 62 | WD!a61 | L04-ONC-INP-S044-06 | 1 | WD | 0 | Ensuite | 4958835 | 0 | Level(Name=L04, Elevation=38750)
1 | 63 | WD!a62 | L04-ONC-INP-S044-08 | 1 | WD | 0 | Ensuite | 4958836 | 0 | Level(Name=L04, Elevation=38750)
1 | 64 | WD!a63 | L04-ONC-INP-S014-08 | 1 | WD | Duct Reheat | Malignant Haematology/Oncology Bedrooms- Single | 4958837 | 0 | Level(Name=L04, Elevation=38750)
1 | 65 | WD!a64 | L04-ONC-INP-S014-09 | 1 | WD | Duct Reheat | Malignant Haematology/Oncology Bedrooms- Single | 4958838 | 0 | Level(Name=L04, Elevation=38750)
1 | 66 | WD!a65 | L04-ONC-INP-S044-09 | 1 | WD | 0 | Ensuite | 4958839 | 0 | Level(Name=L04, Elevation=38750)
1 | 67 | WD!a66 | L04-ONC-INP-S044-12 | 1 | WD | 0 | Ensuite | 4958840 | 0 | Level(Name=L04, Elevation=38750)
1 | 68 | WD!a67 | L04-ONC-INP-S014-12 | 1 | WD | Duct Reheat | Malignant Haematology/Oncology Bedrooms- Single | 4958841 | 0 | Level(Name=L04, Elevation=38750)
1 | 69 | WD!a68 | L04-ONC-INP-S014-13 | 1 | WD | Duct Reheat | Malignant Haematology/Oncology Bedrooms- Single | 4958842 | 0 | Level(Name=L04, Elevation=38750)
1 | 70 | WD!a69 | L04-ONC-INP-S044-13 | 1 | WD | 0 | Ensuite | 4958843 | 0 | Level(Name=L04, Elevation=38750)
1 | 71 | WD!a70 | L04-ONC-INP-S044-17 | 1 | WD | 0 | Ensuite | 4958844 | 0 | Level(Name=L04, Elevation=38750)
1 | 72 | WD!a71 | L04-ONC-INP-S013-04 | 1 | WD | Duct Reheat | Bedroom - Single - Isolation | 4958845 | 0 | Level(Name=L04, Elevation=38750)
1 | 73 | WD!a72 | L04-ONC-INP-S044-21 | 1 | WD | 0 | Ensuite | 4958846 | 0 | Level(Name=L04, Elevation=38750)
1 | 74 | WD!a73 | L04-ONC-DHO-S044-04 | 1 | WD | 0 | Ensuite | 4958847 | 0 | Level(Name=L04, Elevation=38750)
1 | 75 | WD!a74 | L04-NUT-INP-S014-07 | 1 | WD | Duct Reheat | Bedroom - Single | 4958848 | 0 | Level(Name=L04, Elevation=38750)
1 | 76 | WD!a75 | L04-NUT-INP-S044-07 | 1 | WD | 0 | Ensuite | 4958849 | 0 | Level(Name=L04, Elevation=38750)
1 | 77 | WD!a76 | L04-NUT-INP-S044-09 | 1 | WD | 0 | Ensuite | 4958850 | 0 | Level(Name=L04, Elevation=38750)
1 | 78 | WD!a77 | L04-NUT-INP-S014-10 | 1 | WD | Duct Reheat | Bedroom - Single | 4958851 | 0 | Level(Name=L04, Elevation=38750)
1 | 79 | WD!a78 | L04-NUT-INP-S014-11 | 1 | WD | Duct Reheat | Bedroom - Single | 4958852 | 0 | Level(Name=L04, Elevation=38750)
1 | 80 | WD!a79 | L04-NUT-INP-S044-11 | 1 | WD | 0 | Ensuite | 4958853 | 0 | Level(Name=L04, Elevation=38750)
1 | 81 | WD!a80 | L04-NUT-INP-S044-13 | 1 | WD | 0 | Ensuite | 4958854 | 0 | Level(Name=L04, Elevation=38750)
1 | 82 | WD!a81 | L04-ONC-INP-S115-01 | 1 | WD | Radiant Panel | Staff Workstations | 4958855 | 0 | Level(Name=L04, Elevation=38750)
1 | 83 | WD!a82 | L04-ONC-INP-S075-02 | 1 | WD | Duct Reheat | Play Area | 4958856 | 0 | Level(Name=L04, Elevation=38750)
1 | 84 | WD!a83 | L04-ONC-INP-S001-08 | 1 | WD | 0 | Airlock | 4958857 | 0 | Level(Name=L04, Elevation=38750)
1 | 85 | WD!a84 | L04-ONC-INP-S001-07 | 1 | WD | 0 | Airlock | 4958858 | 0 | Level(Name=L04, Elevation=38750)
1 | 86 | WD!a85 | L04-ONC-INP-S001-09 | 1 | WD | 0 | Airlock | 4958859 | 0 | Level(Name=L04, Elevation=38750)
1 | 87 | WD!a86 | L04-ONC-INP-S001-02 | 1 | WD | 0 | Airlock | 4958860 | 0 | Level(Name=L04, Elevation=38750)
1 | 88 | WD!a87 | L04-ONC-INP-S044-33 | 1 | WD | 0 | Ensuite | 4958861 | 0 | Level(Name=L04, Elevation=38750)
1 | 89 | WD!a88 | L04-ONC-INP-S013-11 | 1 | WD | Duct Reheat | Bedroom - Single - Isolation | 4958862 | 0 | Level(Name=L04, Elevation=38750)
1 | 90 | WD!a89 | L04-ONC-INP-S013-10 | 1 | WD | Duct Reheat | Bedroom - Single - Isolation | 4958863 | 0 | Level(Name=L04, Elevation=38750)
1 | 91 | WD!a90 | L04-ONC-INP-S044-32 | 1 | WD | 0 | Ensuite | 4958864 | 0 | Level(Name=L04, Elevation=38750)
1 | 92 | WD!a91 | L04-ONC-INP-S013-09 | 1 | WD | Duct Reheat | Bedroom - Single - Isolation | 4958865 | 0 | Level(Name=L04, Elevation=38750)
1 | 93 | WD!a92 | L04-ONC-INP-S013-08 | 1 | WD | Duct Reheat | Bedroom - Single - Isolation | 4958866 | 0 | Level(Name=L04, Elevation=38750)
1 | 94 | WD!a93 | L04-ONC-INP-S044-30 | 1 | WD | 0 | Ensuite | 4958867 | 0 | Level(Name=L04, Elevation=38750)
1 | 95 | WD!a94 | L04-ONC-INP-S013-07 | 1 | WD | Duct Reheat | Bedroom - Single - Isolation | 4958868 | 0 | Level(Name=L04, Elevation=38750)
1 | 96 | WD!a95 | L04-ONC-INP-S044-29 | 1 | WD | 0 | Ensuite | 4958869 | 0 | Level(Name=L04, Elevation=38750)
1 | 97 | WD!a96 | L04-ONC-INP-S013-06 | 1 | WD | Duct Reheat | Bedroom - Single - Isolation | 4958870 | 0 | Level(Name=L04, Elevation=38750)
1 | 98 | WD!a97 | L04-ONC-DCU-S028-06 | 1 | WD | Duct Reheat | Consulting Examination Room | 4958871 | 0 | Level(Name=L04, Elevation=38750)
1 | 99 | WD!a98 | L04-ONC-DCU-S028-05 | 1 | WD | Duct Reheat | Consulting Examination Room | 4958872 | 0 | Level(Name=L04, Elevation=38750)
1 | 100 | WD!a99 | L04-ONC-DCU-S028-04 | 1 | WD | Duct Reheat | Consulting Examination Room | 4958873 | 0 | Level(Name=L04, Elevation=38750)
1 | 101 | WD!a100 | L04-ONC-DCU-S028-01 | 1 | WD | Duct Reheat | Consulting Examination Room | 4958874 | 0 | Level(Name=L04, Elevation=38750)
1 | 102 | WD!a101 | L04-ONC-DHO-S113-05 | 1 | WD | 0 | WC Bedroom | 4958875 | 0 | Level(Name=L04, Elevation=38750)
1 | 103 | WD!a102 | L04-ONC-DHO-S113-08 | 1 | WD | 0 | WC Bedroom | 4958876 | 0 | Level(Name=L04, Elevation=38750)
1 | 104 | WD!a103 | L04-ONC-DHO-L024-01 | 1 | WD | Duct Reheat | Daycare Bed - Single (with WC) | 4958877 | 0 | Level(Name=L04, Elevation=38750)
1 | 105 | WD!a104 | L04-ONC-DHO-S113-06 | 1 | WD | 0 | WC Bedroom | 4958878 | 0 | Level(Name=L04, Elevation=38750)
1 | 106 | WD!a105 | L04-ONC-DHO-L024-02 | 1 | WD | Duct Reheat | Daycare Bed - Single (with WC) | 4958879 | 0 | Level(Name=L04, Elevation=38750)
1 | 107 | WD!a106 | L04-ONC-DHO-L024-03 | 1 | WD | Duct Reheat | Daycare Bed - Single (with WC) | 4958880 | 0 | Level(Name=L04, Elevation=38750)
1 | 108 | WD!a107 | L04-ONC-DHO-S113-07 | 1 | WD | 0 | WC Bedroom | 4958881 | 0 | Level(Name=L04, Elevation=38750)
1 | 109 | WD!a108 | L04-ONC-DHO-S044-02 | 1 | WD | 0 | Ensuite | 4958882 | 0 | Level(Name=L04, Elevation=38750)
1 | 110 | WD!a109 | L04-ONC-DHO-S044-01 | 1 | WD | 0 | Ensuite | 4958883 | 0 | Level(Name=L04, Elevation=38750)
1 | 111 | WD!a110 | L04-ONC-DHO-S001-01 | 1 | WD | 0 | Airlock | 4958884 | 0 | Level(Name=L04, Elevation=38750)
1 | 112 | WD!a111 | L04-ONC-DHO-L024-05 | 1 | WD | Duct Reheat | Daycare Bed - Isolation | 4958885 | 0 | Level(Name=L04, Elevation=38750)
1 | 113 | WD!a112 | L04-ONC-DHO-S001-02 | 1 | WD | 0 | Airlock | 4958886 | 0 | Level(Name=L04, Elevation=38750)
1 | 114 | WD!a113 | L04-ONC-DHO-L024-06 | 1 | WD | Duct Reheat | Daycare Bed - Isolation | 4958887 | 0 | Level(Name=L04, Elevation=38750)
1 | 115 | WD!a114 | L04-ONC-DHO-S001-03 | 1 | WD | 0 | Airlock | 4958888 | 0 | Level(Name=L04, Elevation=38750)
1 | 116 | WD!a115 | L04-ONC-DHO-L024-07 | 1 | WD | Duct Reheat | Daycare Bed - Isolation | 4958889 | 0 | Level(Name=L04, Elevation=38750)
1 | 117 | WD!a116 | L04-ONC-DHO-S001-04 | 1 | WD | 0 | Airlock | 4958890 | 0 | Level(Name=L04, Elevation=38750)
1 | 118 | WD!a117 | L04-ONC-DHO-L024-08 | 1 | WD | Duct Reheat | Daycare Bed - Isolation | 4958891 | 0 | Level(Name=L04, Elevation=38750)
1 | 119 | WD!a118 | L04-ONC-DCU-U0245-01 | 1 | WD | Duct Reheat | Complementary Therapy Room | 4958892 | 0 | Level(Name=L04, Elevation=38750)
1 | 120 | WD!a119 | L04-ONC-DCU-S053-01 | 1 | WD | Duct Reheat | Interview /Dietetic Room | 4958893 | 0 | Level(Name=L04, Elevation=38750)
1 | 121 | WD!a120 | L04-ONC-DCU-U0244-01 | 1 | WD | Duct Reheat | Pharmacy Room - Consultation | 4958894 | 0 | Level(Name=L04, Elevation=38750)
1 | 122 | WD!a121 | L04-NUT-DC4-S053-01 | 1 | WD | Duct Reheat | Dietetics / MSW Interview Room | 4958895 | 0 | Level(Name=L04, Elevation=38750)
1 | 123 | WD!a122 | L04-NUT-INP-S075-01 | 1 | WD | Duct Reheat | Play Area | 4958896 | 0 | Level(Name=L04, Elevation=38750)
1 | 124 | WD!a123 | L04-NUT-DRO-U0285-01 | 1 | WD | Duct Reheat | Preparation Room | 4958897 | 0 | Level(Name=L04, Elevation=38750)
1 | 125 | WD!a124 | L04-NUT-INP-S107-01 | 1 | WD | Duct Reheat | Treatment / Minor Procedure Room | 4958898 | 0 | Level(Name=L04, Elevation=38750)
1 | 126 | WD!a125 | L04-NUT-INP-S127-02 | 1 | WD | Duct Reheat | Pharmacy Prep + PTS | 4958899 | 0 | Level(Name=L04, Elevation=38750)
1 | 127 | WD!a126 | L04-NUT-INP-S014-01 | 1 | WD | Duct Reheat | Bedroom - Single | 4958900 | 0 | Level(Name=L04, Elevation=38750)
1 | 128 | WD!a127 | L04-NUT-INP-S044-02 | 1 | WD | 0 | Ensuite | 4958901 | 0 | Level(Name=L04, Elevation=38750)
1 | 129 | WD!a128 | L04-NUT-INP-S014-02 | 1 | WD | Duct Reheat | Bedroom - Single | 4958902 | 0 | Level(Name=L04, Elevation=38750)
1 | 130 | WD!a129 | L04-NUT-INP-S014-03 | 1 | WD | Duct Reheat | Bedroom - Single | 4958903 | 0 | Level(Name=L04, Elevation=38750)
1 | 131 | WD!a130 | L04-NUT-INP-S044-04 | 1 | WD | 0 | Ensuite | 4958904 | 0 | Level(Name=L04, Elevation=38750)
1 | 132 | WD!a131 | L04-NUT-INP-S014-04 | 1 | WD | Duct Reheat | Bedroom - Single | 4958905 | 0 | Level(Name=L04, Elevation=38750)
1 | 133 | WD!a132 | L04-NUT-INP-S014-05 | 1 | WD | Duct Reheat | Bedroom - Single | 4958906 | 0 | Level(Name=L04, Elevation=38750)
1 | 134 | WD!a133 | L04-NUT-INP-S044-05 | 1 | WD | 0 | Ensuite | 4958907 | 0 | Level(Name=L04, Elevation=38750)
1 | 135 | WD!a134 | L04-NUT-INP-S014-06 | 1 | WD | Duct Reheat | Bedroom - Single | 4958908 | 0 | Level(Name=L04, Elevation=38750)
1 | 136 | WD!a135 | L04-NUT-INP-S013-03 | 1 | WD | Duct Reheat | Bedroom - Single - Isolation with Dialysis | 4958909 | 0 | Level(Name=L04, Elevation=38750)
1 | 137 | WD!a136 | L04-NUT-INP-S044-16 | 1 | WD | 0 | Ensuite | 4958910 | 0 | Level(Name=L04, Elevation=38750)
1 | 138 | WD!a137 | L04-NUT-INP-S013-04 | 1 | WD | Duct Reheat | Bedroom - Single - Isolation with Dialysis | 4958911 | 0 | Level(Name=L04, Elevation=38750)
1 | 139 | WD!a138 | L04-NUT-INP-S013-05 | 1 | WD | Duct Reheat | Bedroom - Single - Isolation with Dialysis | 4958912 | 0 | Level(Name=L04, Elevation=38750)
1 | 140 | WD!a139 | L04-NUT-INP-S044-17 | 1 | WD | 0 | Ensuite | 4958913 | 0 | Level(Name=L04, Elevation=38750)
1 | 141 | WD!a140 | L04-NUT-INP-S013-06 | 1 | WD | Duct Reheat | Bedroom - Single - Isolation with Dialysis | 4958914 | 0 | Level(Name=L04, Elevation=38750)
1 | 142 | WD!a141 | L04-NUT-INP-S013-01 | 1 | WD | Duct Reheat | Bedroom - Single - Isolation Transplant | 4958915 | 0 | Level(Name=L04, Elevation=38750)
1 | 143 | WD!a142 | L04-NUT-INP-S044-19 | 1 | WD | 0 | Ensuite | 4958916 | 0 | Level(Name=L04, Elevation=38750)
1 | 144 | WD!a143 | L04-NUT-INP-S013-02 | 1 | WD | Duct Reheat | Bedroom - Single - Isolation Transplant | 4958917 | 0 | Level(Name=L04, Elevation=38750)
1 | 145 | WD!a144 | L04-NUT-INP-S042-01 | 1 | WD | 0 | Ensuite - Assisted | 4958918 | 0 | Level(Name=L04, Elevation=38750)
1 | 146 | WD!a145 | L04-NUT-INP-S001-01 | 1 | WD | 0 | Airlock | 4958919 | 0 | Level(Name=L04, Elevation=38750)
1 | 147 | WD!a146 | L04-NUT-INP-S001-04 | 1 | WD | 0 | Airlock | 4958920 | 0 | Level(Name=L04, Elevation=38750)
1 | 148 | WD!a147 | L04-NUT-INP-S067-01 | 1 | WD | Duct Reheat | Pantry | 4958921 | 0 | Level(Name=L04, Elevation=38750)
1 | 149 | WD!a148 | L04-ONC-DHO-U0636-01 | 1 | WD | 0 | Pharmacy Clinic base (to be located In Haem/Onc Day Unit SOA) | 4958922 | 0 | Level(Name=L04, Elevation=38750)
1 | 150 | WD!a149 | L04-ONC-INP-S044-28 | 1 | WD | 0 | Ensuite | 4958923 | 0 | Level(Name=L04, Elevation=38750)
1 | 151 | WD!a150 | L04-ONC-INP-S059-01 | 1 | WD | Duct Reheat | MDT Therapy Room - Small | 4958924 | 0 | Level(Name=L04, Elevation=38750)
1 | 152 | WD!a151 | L04-ONC-DHO-L041-02 | 1 | WD | Duct Reheat | Haemophilia Single Bays | 4958925 | 0 | Level(Name=L04, Elevation=38750)
1 | 153 | WD!a152 | L04-ONC-DHO-L041-01 | 1 | WD | Duct Reheat | Haemophilia Single Bays | 4958926 | 0 | Level(Name=L04, Elevation=38750)
1 | 154 | WD!a153 | L04-ONC-DHO-L047-03 | 1 | WD | Duct Reheat | Malignant Haematology/Oncology Day Bays | 4958927 | 0 | Level(Name=L04, Elevation=38750)
1 | 155 | WD!a154 | L04-ONC-DHO-L047-04 | 1 | WD | Duct Reheat | Malignant Haematology/Oncology Day Bays | 4958928 | 0 | Level(Name=L04, Elevation=38750)
1 | 156 | WD!a155 | L04-NUT-DC4-S028-03 | 1 | WD | Duct Reheat | Consulting Examination Room | 4958929 | 0 | Level(Name=L04, Elevation=38750)
1 | 157 | WD!a156 | L04-NUT-SNU-S108-01 | 1 | WD | Duct Reheat | Treatment Room - Share with Renal dialysis/Day Infusion Therapy/OPD | 4958930 | 0 | Level(Name=L04, Elevation=38750)
1 | 158 | WD!a157 | L04-ONC-INP-S025-01 | 1 | WD | 0 | Cleaners Room | 4958931 | 0 | Level(Name=L04, Elevation=38750)
1 | 159 | WD!a158 | L04-ONC-DHO-S122-06 | 1 | WD | Duct Reheat | Non Malignant | 4958932 | 0 | Level(Name=L04, Elevation=38750)
1 | 160 | WD!a159 | L04-ONC-DHO-S122-05 | 1 | WD | Duct Reheat | Non Malignant | 4958933 | 0 | Level(Name=L04, Elevation=38750)
1 | 161 | WD!a160 | L04-ONC-DHO-S122-04 | 1 | WD | Duct Reheat | Non Malignant | 4958934 | 0 | Level(Name=L04, Elevation=38750)
1 | 162 | WD!a161 | L04-ONC-DHO-S122-03 | 1 | WD | Duct Reheat | Non Malignant | 4958935 | 0 | Level(Name=L04, Elevation=38750)
1 | 163 | WD!a162 | L04-ONC-DHO-S122-02 | 1 | WD | Duct Reheat | Non Malignant | 4958936 | 0 | Level(Name=L04, Elevation=38750)
1 | 164 | WD!a163 | L04-ONC-DHO-S122-01 | 1 | WD | Duct Reheat | Non Malignant | 4958937 | 0 | Level(Name=L04, Elevation=38750)
1 | 165 | WD!a164 | L04-ONC-INP-S068-01 | 1 | WD | Duct Reheat | Patient / Family Dining | 4958938 | 0 | Level(Name=L04, Elevation=38750)
1 | 166 | WD!a165 | L04-ONC-INP-U1115-01 | 1 | WD | 0 | BMTU Airlock | 4958939 | 0 | Level(Name=L04, Elevation=38750)
1 | 167 | WD!a166 | L04-ONC-INP-S001-06 | 1 | WD | 0 | Airlock | 4958940 | 0 | Level(Name=L04, Elevation=38750)
1 | 168 | WD!a167 | L04-NUT-DC4-S052-02 | 1 | WD | Duct Reheat | Infusion Bays | 4958941 | 0 | Level(Name=L04, Elevation=38750)
1 | 169 | WD!a168 | L04-NUT-DC4-S052-04 | 1 | WD | Duct Reheat | Infusion Bays | 4958942 | 0 | Level(Name=L04, Elevation=38750)
1 | 170 | WD!a169 | L04-ONC-DHO-S108-01 | 1 | WD | Duct Reheat | Treatment Room - Apheresis | 4958943 | 0 | Level(Name=L04, Elevation=38750)
1 | 171 | WD!a170 | L04-ONC-DCU-L045-01 | 1 | WD | Duct Reheat | Isolation Room BMT | 4958944 | 0 | Level(Name=L04, Elevation=38750)
1 | 172 | WD!a171 | L04-ONC-DCU-S120-01 | 1 | WD | 0 | Lobby | 4958945 | 0 | Level(Name=L04, Elevation=38750)
1 | 173 | WD!a172 | L04-ONC-DCU-S044-01 | 1 | WD | 0 | Ensuite | 4958946 | 0 | Level(Name=L04, Elevation=38750)
1 | 174 | WD!a173 | L04-ONC-DCU-S120-02 | 1 | WD | 0 | Lobby | 4958947 | 0 | Level(Name=L04, Elevation=38750)
1 | 175 | WD!a174 | L04-ONC-DCU-S044-02 | 1 | WD | 0 | Ensuite | 4958948 | 0 | Level(Name=L04, Elevation=38750)
1 | 176 | WD!a175 | L04-ONC-DCU-S029-01 | 1 | WD | Duct Reheat | Consulting Examination Room - Large | 4958949 | 0 | Level(Name=L04, Elevation=38750)
1 | 177 | WD!a176 | L04-ONC-DCU-L045-02 | 1 | WD | Duct Reheat | Isolation Room BMT | 4958950 | 0 | Level(Name=L04, Elevation=38750)
1 | 178 | WD!a177 | L04-ONC-DCU-S105-01 | 1 | WD | 0 | Sub Wait | 4958951 | 0 | Level(Name=L04, Elevation=38750)
1 | 179 | WD!a178 | L04-ONC-DHO-S128-01 | 1 | WD | Duct Reheat | Phlebotomy Room | 4958952 | 0 | Level(Name=L04, Elevation=38750)
1 | 180 | WD!a179 | L04-ONC-DHO-L024-04 | 1 | WD | Duct Reheat | Daycare Bed - Single (with WC) | 4958953 | 0 | Level(Name=L04, Elevation=38750)
1 | 181 | WD!a180 | L04-NUT-DC4-S028-02 | 1 | WD | Duct Reheat | Consulting Examination Room | 4958954 | 0 | Level(Name=L04, Elevation=38750)
1 | 182 | WD!a181 | L04-NUT-DC4-S028-01 | 1 | WD | Duct Reheat | Consulting Examination Room | 4958955 | 0 | Level(Name=L04, Elevation=38750)
1 | 183 | WD!a182 | L04-NUT-SNU-S147-01 | 1 | WD | Duct Reheat | Waiting - Shared with OPD and Day Care and Dialysis | 4958956 | 0 | Level(Name=L04, Elevation=38750)
1 | 184 | WD!a183 | L04-NUT-DC4-S053-02 | 1 | WD | Duct Reheat | Dietetics / MSW Interview Room | 4958957 | 0 | Level(Name=L04, Elevation=38750)
1 | 185 | WD!a184 | L04-NUT-DC4-S064-01 | 1 | WD | Duct Reheat | Nurse Led Drop in Room | 4958958 | 0 | Level(Name=L04, Elevation=38750)
1 | 186 | WD!a185 | L04-NUT-DC4-S052-01 | 1 | WD | Duct Reheat | Infusion Bays | 4958959 | 0 | Level(Name=L04, Elevation=38750)
1 | 187 | WD!a186 | L04-ONC-INP-S005-01 | 1 | WD | 0 | Assisted Bathroom | 4958960 | 0 | Level(Name=L04, Elevation=38750)
1 | 188 | WD!a187 | L04-ONC-INP-S139-01 | 1 | WD | Radiant Panel | Store | 4958961 | 0 | Level(Name=L04, Elevation=38750)
1 | 189 | WD!a188 | L04-ONC-INP-S072-02 | 1 | WD | Duct Reheat | Pharmacy Prep Room | 4958962 | 0 | Level(Name=L04, Elevation=38750)
1 | 190 | WD!a189 | L04-ONC-INP-S114-03 | 2 | WD | 0 | WC - Staff | 4958963 | 0 | Level(Name=L04, Elevation=38750)
1 | 191 | WD!a190 | L04-ONC-INP-S114-01 | 1 | WD | 0 | WC - Staff | 4958964 | 0 | Level(Name=L04, Elevation=38750)
1 | 192 | WD!a191 | L04-ONC-INP-S068-02 | 1 | WD | Duct Reheat | Patient / Family Dining | 4958965 | 0 | Level(Name=L04, Elevation=38750)
1 | 193 | WD!a192 | L04-ONC-INP-S076-01 | 1 | WD | Duct Reheat | Play Area | 4958966 | 0 | Level(Name=L04, Elevation=38750)
1 | 194 | WD!a193 | L04-ONC-INP-S013-01 | 1 | WD | Duct Reheat | Bedroom - Single - Isolation | 4958967 | 0 | Level(Name=L04, Elevation=38750)
1 | 195 | WD!a194 | L04-ONC-INP-S044-15 | 1 | WD | 0 | Ensuite | 4958968 | 0 | Level(Name=L04, Elevation=38750)
1 | 196 | WD!a195 | L04-ONC-INP-S013-02 | 1 | WD | Duct Reheat | Bedroom - Single - Isolation | 4958969 | 0 | Level(Name=L04, Elevation=38750)
1 | 197 | WD!a196 | L04-ONC-INP-S014-01 | 1 | WD | Duct Reheat | Malignant Haematology/Oncology Bedrooms- Single | 4958970 | 0 | Level(Name=L04, Elevation=38750)
1 | 198 | WD!a197 | L04-ONC-INP-S044-02 | 1 | WD | 0 | Ensuite | 4958971 | 0 | Level(Name=L04, Elevation=38750)
1 | 199 | WD!a198 | L04-ONC-INP-S014-02 | 1 | WD | Duct Reheat | Malignant Haematology/Oncology Bedrooms- Single | 4958972 | 0 | Level(Name=L04, Elevation=38750)
1 | 200 | WD!a199 | L04-ONC-INP-S014-03 | 1 | WD | Duct Reheat | Malignant Haematology/Oncology Bedrooms- Single | 4958973 | 0 | Level(Name=L04, Elevation=38750)
1 | 201 | WD!a200 | L04-ONC-INP-S044-03 | 1 | WD | 0 | Ensuite | 4958974 | 0 | Level(Name=L04, Elevation=38750)
1 | 202 | WD!a201 | L04-ONC-INP-S014-04 | 1 | WD | Duct Reheat | Malignant Haematology/Oncology Bedrooms- Single | 4958975 | 0 | Level(Name=L04, Elevation=38750)
1 | 203 | WD!a202 | L04-ONC-INP-S014-05 | 1 | WD | Duct Reheat | Malignant Haematology/Oncology Bedrooms- Single | 4958976 | 0 | Level(Name=L04, Elevation=38750)
1 | 204 | WD!a203 | L04-ONC-INP-S044-18 | 1 | WD | 0 | Ensuite | 4958977 | 0 | Level(Name=L04, Elevation=38750)
1 | 205 | WD!a204 | L04-ONC-INP-S014-15 | 1 | WD | Duct Reheat | Bedroom - Single | 4958978 | 0 | Level(Name=L04, Elevation=38750)
1 | 206 | WD!a205 | L04-ONC-INP-S014-16 | 1 | WD | Duct Reheat | Bedroom - Single | 4958979 | 0 | Level(Name=L04, Elevation=38750)
1 | 207 | WD!a206 | L04-ONC-INP-S044-19 | 1 | WD | 0 | Ensuite | 4958980 | 0 | Level(Name=L04, Elevation=38750)
1 | 208 | WD!a207 | L04-ONC-INP-S112-01 | 1 | WD | 0 | WC - Assisted with Baby Change | 4958981 | 0 | Level(Name=L04, Elevation=38750)
1 | 209 | WD!a208 | L04-ONC-DHO-S090-03 | 1 | WD | Duct Reheat | Sub Base | 4958982 | 0 | Level(Name=L04, Elevation=38750)
1 | 210 | WD!a209 | L04-ONC-INP-S134-01 | 1 | WD | Duct Reheat | School Classroom (to be allocated from School SOA) | 4958983 | 0 | Level(Name=L04, Elevation=38750)
1 | 211 | WD!a210 | L04-ONC-DCU-S108-01 | 1 | WD | Duct Reheat | Treatment Room | 4958984 | 0 | Level(Name=L04, Elevation=38750)
1 | 212 | WD!a211 | L04-ONC-INP-U1269-01 | 1 | WD | Duct Reheat | Wkst - 4P | 4958985 | 0 | Level(Name=L04, Elevation=38750)
1 | 213 | WD!a212 | L04-ONC-DCU-S027-01 | 1 | WD | Duct Reheat | Clinical Measurement | 4958986 | 0 | Level(Name=L04, Elevation=38750)
1 | 214 | WD!a213 | L04-NUT-SNU-S111-03 | 1 | WD | 0 | WC - Assisted shared with OPD and Day Care and Dialysis | 4958987 | 0 | Level(Name=L04, Elevation=38750)
1 | 215 | WD!a214 | L04-NUT-DRO-S044-02 | 1 | WD | 0 | Ensuite | 4958988 | 0 | Level(Name=L04, Elevation=38750)
1 | 216 | WD!a215 | L04-NUT-DRO-L091-01 | 1 | WD | Duct Reheat | Bed Bays -Renal Dialysis Haemodialysis (4 bed Bays) | 4958989 | 0 | Level(Name=L04, Elevation=38750)
1 | 217 | WD!a216 | L04-NUT-DRO-L091-02 | 1 | WD | Duct Reheat | Bed Bays -Renal Dialysis Haemodialysis (4 bed Bays) | 4958990 | 0 | Level(Name=L04, Elevation=38750)
1 | 218 | WD!a217 | L04-NUT-DRO-L091-03 | 1 | WD | Duct Reheat | Bed Bays -Renal Dialysis Haemodialysis (4 bed Bays) | 4958991 | 0 | Level(Name=L04, Elevation=38750)
1 | 219 | WD!a218 | L04-NUT-DRO-L091-04 | 1 | WD | Duct Reheat | Bed Bays -Renal Dialysis Haemodialysis (4 bed Bays) | 4958992 | 0 | Level(Name=L04, Elevation=38750)
1 | 220 | WD!a219 | L04-NUT-DRO-S044-01 | 1 | WD | 0 | Ensuite | 4958993 | 0 | Level(Name=L04, Elevation=38750)
1 | 221 | WD!a220 | L04-NUT-DRO-S001-01 | 1 | WD | 0 | Airlock | 4958994 | 0 | Level(Name=L04, Elevation=38750)
1 | 222 | WD!a221 | L04-NUT-DRO-S001-02 | 1 | WD | 0 | Airlock | 4958995 | 0 | Level(Name=L04, Elevation=38750)
1 | 223 | WD!a222 | L04-NUT-DRO-L083-02 | 1 | WD | Duct Reheat | Single Rooms (2 x Isolation - enclosed with accessible ensuite ) | 4958996 | 0 | Level(Name=L04, Elevation=38750)
1 | 224 | WD!a223 | L04-ONC-INP-S036-03 | 1 | WD | Duct Reheat | Dirty Utility | 4958997 | 0 | Level(Name=L04, Elevation=38750)
1 | 225 | WD!a224 | L04-ONC-INP-S049-01 | 1 | WD | 0 | Hub (Printing and Scanning) | 4958998 | 0 | Level(Name=L04, Elevation=38750)
1 | 226 | WD!a225 | L04-ONC-INP-S093-03 | 1 | WD | Duct Reheat | Staff Base (1 per Cluster) | 4958999 | 0 | Level(Name=L04, Elevation=38750)
1 | 227 | WD!a226 | L04-ONC-INP-S115-06 | 1 | WD | Duct Reheat | Nursing Team Wkst | 4959000 | 0 | Level(Name=L04, Elevation=38750)
1 | 228 | WD!a227 | L04-ONC-INP-S013-03 | 1 | WD | Duct Reheat | Bedroom - Single - Isolation | 4959001 | 0 | Level(Name=L04, Elevation=38750)
1 | 229 | WD!a228 | L04-ONC-INP-S014-11 | 1 | WD | Duct Reheat | Malignant Haematology/Oncology Bedrooms- Single | 4959002 | 0 | Level(Name=L04, Elevation=38750)
1 | 230 | WD!a229 | L04-ONC-INP-S014-10 | 1 | WD | Duct Reheat | Malignant Haematology/Oncology Bedrooms- Single | 4959003 | 0 | Level(Name=L04, Elevation=38750)
1 | 231 | WD!a230 | L04-ONC-INP-S014-07 | 1 | WD | Duct Reheat | Malignant Haematology/Oncology Bedrooms- Single | 4959004 | 0 | Level(Name=L04, Elevation=38750)
1 | 232 | WD!a231 | L04-ONC-INP-S014-06 | 1 | WD | Duct Reheat | Malignant Haematology/Oncology Bedrooms- Single | 4959005 | 0 | Level(Name=L04, Elevation=38750)
1 | 233 | WD!a232 | L04-NUT-INP-S014-09 | 1 | WD | Duct Reheat | Bedroom - Single | 4959006 | 0 | Level(Name=L04, Elevation=38750)
1 | 234 | WD!a233 | L04-NUT-INP-S014-08 | 1 | WD | Duct Reheat | Bedroom - Single | 4959007 | 0 | Level(Name=L04, Elevation=38750)
1 | 235 | WD!a234 | L04-NUT-INP-S014-13 | 1 | WD | Duct Reheat | Bedroom - Single | 4959008 | 0 | Level(Name=L04, Elevation=38750)
1 | 236 | WD!a235 | L04-NUT-INP-S014-12 | 1 | WD | Duct Reheat | Bedroom - Single | 4959009 | 0 | Level(Name=L04, Elevation=38750)
1 | 237 | WD!a236 | L04-ONC-INP-S014-19 | 1 | WD | Duct Reheat | Bedroom - Single | 4959010 | 0 | Level(Name=L04, Elevation=38750)
1 | 238 | WD!a237 | L04-ONC-INP-S014-20 | 1 | WD | Duct Reheat | Bedroom - Single | 4959011 | 0 | Level(Name=L04, Elevation=38750)
1 | 239 | WD!a238 | L04-MAI-RET-S113-01 | 1 | WD | 0 | WC - Public | 4959012 | 0 | Level(Name=L04, Elevation=38750)
1 | 240 | WD!a239 | L04-MAI-RET-S113-02 | 1 | WD | 0 | WC - Public | 4959013 | 0 | Level(Name=L04, Elevation=38750)
1 | 241 | WD!a240 | L04-MAI-RET-S109-01 | 1 | WD | 0 | WC - Accessible | 4959014 | 0 | Level(Name=L04, Elevation=38750)
1 | 242 | WD!a241 | L04-MAI-RET-U1286-01 | 1 | WD | FCU | Servery | 4959015 | 0 | Level(Name=L04, Elevation=38750)
1 | 243 | WD!a242 | L04-ONC-INP-U1614-01 | 1 | WD | 0 | Shower - Staff | 4959016 | 0 | Level(Name=L04, Elevation=38750)
1 | 244 | WD!a243 | L04-ONC-INP-U1613-01 | 1 | WD | 0 | WC - Staff | 4959017 | 0 | Level(Name=L04, Elevation=38750)
1 | 245 | WD!a244 | L04-NUT-INP-S080-02 | 1 | WD | 0 | Prepared Feeds/ Breast Milk Store | 4959018 | 0 | Level(Name=L04, Elevation=38750)
1 | 246 | WD!a245 | L04-NUT-INP-S139-04 | 1 | WD | Radiant Panel | Store | 4959019 | 0 | Level(Name=L04, Elevation=38750)
1 | 247 | WD!a246 | L04-NUT-DHO-S152-01 | 1 | WD | 0 | Wash Hand Basins | 4959020 | 0 | Level(Name=L04, Elevation=38750)
1 | 248 | WD!a247 | L04-ONC-INP-S152-01 | 1 | WD | 0 | Wash Hand Basins | 4959021 | 0 | Level(Name=L04, Elevation=38750)
1 | 249 | WD!a248 | L04-ONC-INP-S014-14 | 1 | WD | Duct Reheat | Malignant Haematology/Oncology Bedrooms- Single | 4959022 | 0 | Level(Name=L04, Elevation=38750)
1 | 250 | WD!a249 | L04-ONC-INP-S152-05 | 1 | WD | 0 | Wash Hand Basins | 4959023 | 0 | Level(Name=L04, Elevation=38750)
1 | 251 | WD!a250 | L04-ONC-INP-S152-04 | 1 | WD | 0 | Wash Hand Basins | 4959024 | 0 | Level(Name=L04, Elevation=38750)
1 | 252 | WD!a251 | L04-ONC-INP-S152-03 | 1 | WD | 0 | Wash Hand Basins | 4959025 | 0 | Level(Name=L04, Elevation=38750)
1 | 253 | WD!a252 | L04-NUT-INP-S152-02 | 1 | WD | 0 | Wash Hand Basins | 4959026 | 0 | Level(Name=L04, Elevation=38750)
1 | 254 | WD!a253 | L04-NUT-INP-S152-03 | 1 | WD | 0 | Wash Hand Basins | 4959027 | 0 | Level(Name=L04, Elevation=38750)
1 | 255 | WD!a254 | L04-ONC-INP-S001-03 | 1 | WD | 0 | Airlock | 4959028 | 0 | Level(Name=L04, Elevation=38750)
1 | 256 | WD!a255 | L04-ONC-INP-S023-03 | 1 | WD | Duct Reheat | Clean Utility | 4959029 | 0 | Level(Name=L04, Elevation=38750)
1 | 257 | WD!a256 | L04-ONC-INP-S056-04 | 1 | WD | 0 | Bay - Linen (one per Cluster) | 4959030 | 0 | Level(Name=L04, Elevation=38750)
1 | 258 | WD!a257 | L04-ONC-INP-S113-01 | 1 | WD | 0 | WC - Public | 4959031 | 0 | Level(Name=L04, Elevation=38750)
1 | 259 | WD!a258 | L04-NUT-INP-S014-14 | 1 | WD | Duct Reheat | Bedroom - Single | 4959032 | 0 | Level(Name=L04, Elevation=38750)
1 | 260 | WD!a259 | L04-NUT-CIR-C001-10 | 1 | WD | Radiant Panel | Corridor | 4959033 | 0 | Level(Name=L04, Elevation=38750)
1 | 261 | WD!a260 | L04-ONC-CIR-C001-10 | 1 | WD | Radiant Panel | Corridor | 4959034 | 0 | Level(Name=L04, Elevation=38750)
1 | 262 | WD!a261 | L04-ONC-INP-S093-01 | 1 | WD | Duct Reheat | Staff Base (1 per Cluster) | 4959035 | 0 | Level(Name=L04, Elevation=38750)
1 | 263 | WD!a262 | L04-ONC-INP-S143-01 | 1 | WD | Duct Reheat | Reception | 4959036 | 0 | Level(Name=L04, Elevation=38750)
1 | 264 | WD!a263 | L04-NUT-CIR-C001-04 | 1 | WD | Radiant Panel | Corridor | 4959037 | 0 | Level(Name=L04, Elevation=38750)
1 | 265 | WD!a264 | L04-NUT-SNU-S053-01 | 1 | WD | Duct Reheat | Inpatient Interview Room - Shared Renal Dialysis /Inpatient Unit | 4959038 | 0 | Level(Name=L04, Elevation=38750)
1 | 266 | WD!a265 | L04-NUT-DC4-S052-03 | 1 | WD | Duct Reheat | Infusion Bays | 4959039 | 0 | Level(Name=L04, Elevation=38750)
1 | 267 | WD!a266 | L04-ONC-INP-U1268-01 | 1 | WD | Duct Reheat | Wkst - 3P | 4959040 | 0 | Level(Name=L04, Elevation=38750)
1 | 268 | WD!a267 | L04-NUT-DC4-S044-01 | 1 | WD | 0 | Ensuite | 4959041 | 0 | Level(Name=L04, Elevation=38750)
1 | 269 | WD!a268 | L04-NUT-DC4-S093-01 | 1 | WD | Duct Reheat | Staff Base | 4959042 | 0 | Level(Name=L04, Elevation=38750)
1 | 270 | WD!a269 | L04-ONC-INP-S036-01 | 1 | WD | Duct Reheat | Dirty Utility | 4959043 | 0 | Level(Name=L04, Elevation=38750)
1 | 271 | WD!a270 | L04-ONC-INP-S002-01 | 1 | WD | Radiant Panel | Airlock BMTU | 4959044 | 0 | Level(Name=L04, Elevation=38750)
1 | 272 | WD!a271 | L04-ONC-CIR-C001-11 | 1 | WD | Radiant Panel | Corridor | 4959045 | 0 | Level(Name=L04, Elevation=38750)
1 | 273 | WD!a272 | L04-ONC-DCU-S002-01 | 1 | WD | 0 | Airlock BMT OPD | 4959046 | 0 | Level(Name=L04, Elevation=38750)
1 | 274 | WD!a273 | L04-NUT-INP-S139-02 | 1 | WD | Radiant Panel | Store | 4959047 | 0 | Level(Name=L04, Elevation=38750)
1 | 275 | WD!a274 | L04-ONC-INP-S069-01 | 1 | WD | Duct Reheat | Assessment Room - ED Triage | 4959048 | 0 | Level(Name=L04, Elevation=38750)
1 | 276 | WD!a275 | L04-ONC-INP-S152-02 | 1 | WD | 0 | Wash Hand Basins | 4959049 | 0 | Level(Name=L04, Elevation=38750)
1 | 277 | WD!a276 | L04-NUT-INP-S012-01 | 1 | WD | Radiant Panel | Bed Pram Cot Storage | 4959050 | 0 | Level(Name=L04, Elevation=38750)
1 | 278 | WD!a277 | L04-NUT-INP-S114-02 | 1 | WD | 0 | WC - Staff | 4959051 | 0 | Level(Name=L04, Elevation=38750)
1 | 279 | WD!a278 | L04-NUT-SNU-S111-01 | 1 | WD | 0 | WC - Assisted shared with OPD and Day Care and Dialysis | 4959052 | 0 | Level(Name=L04, Elevation=38750)
1 | 280 | WD!a279 | L04-NUT-SNU-S113-02 | 1 | WD | 0 | WC - Public - Shared with OPD and Day Care and Dialysis | 4959053 | 0 | Level(Name=L04, Elevation=38750)
1 | 281 | WD!a280 | L04-NUT-SNU-S113-01 | 1 | WD | 0 | WC - Public - Shared with OPD and Day Care and Dialysis | 4959054 | 0 | Level(Name=L04, Elevation=38750)
1 | 282 | WD!a281 | L04-ONC-DHO-S025-01 | 1 | WD | 0 | Cleaners Room | 4959055 | 0 | Level(Name=L04, Elevation=38750)
1 | 283 | WD!a282 | L04-NUT-CIR-C001-01 | 1 | WD | Radiant Panel | Corridor | 4959056 | 0 | Level(Name=L04, Elevation=38750)
1 | 284 | WD!a283 | L04-NUT-SNU-S143-01 | 1 | WD | Duct Reheat | Reception - Shared with OPD and Day Care and Dialysis | 4959057 | 0 | Level(Name=L04, Elevation=38750)
1 | 285 | WD!a284 | L04-ONC-DHO-S023-01 | 1 | WD | Duct Reheat | Clean Utility (shared with the Haematology/Oncology OPD) | 4959058 | 0 | Level(Name=L04, Elevation=38750)
1 | 286 | WD!a285 | L04-ONC-DHO-S113-03 | 1 | WD | 0 | WC - Public | 4959059 | 0 | Level(Name=L04, Elevation=38750)
1 | 287 | WD!a286 | L04-ONC-DHO-S060-01 | 1 | WD | Duct Reheat | MDT Therapy Room | 4959060 | 0 | Level(Name=L04, Elevation=38750)
1 | 288 | WD!a287 | L04-ONC-INP-S067-02 | 1 | WD | Duct Reheat | Kitchen | 4959061 | 0 | Level(Name=L04, Elevation=38750)
1 | 289 | WD!a288 | L04-ONC-DHO-S113-01 | 1 | WD | 0 | WC - Public | 4959062 | 0 | Level(Name=L04, Elevation=38750)
1 | 290 | WD!a289 | L04-ONC-DHO-S051-01 | 1 | WD | Duct Reheat | Infant Feeding Room | 4959063 | 0 | Level(Name=L04, Elevation=38750)
1 | 291 | WD!a290 | L04-ONC-DCU-S064-01 | 1 | WD | Duct Reheat | Nurse Drop In Room | 4959064 | 0 | Level(Name=L04, Elevation=38750)
1 | 292 | WD!a291 | L04-ONC-INP-S107-01 | 1 | WD | Duct Reheat | Treatment / Minor Procedure Room | 4959065 | 0 | Level(Name=L04, Elevation=38750)
1 | 293 | WD!a292 | L04-NUT-INP-S094-01 | 1 | WD | Radiant Panel | Staff Lounge/Beverage Bay with Lockers ( Shared with 1x24 bed IP Unit) | 4959067 | 0 | Level(Name=L04, Elevation=38750)
1 | 294 | WD!a293 | L04-NUT-INP-S049-01 | 1 | WD | 0 | Hub (Printing and Scanning) | 4959068 | 0 | Level(Name=L04, Elevation=38750)
1 | 295 | WD!a294 | L04-NUT-INP-S134-01 | 1 | WD | Duct Reheat | School Classroom (to be allocated from School SOA) | 4959069 | 0 | Level(Name=L04, Elevation=38750)
1 | 296 | WD!a295 | L04-NUT-INP-S076-01 | 1 | WD | Duct Reheat | Play Area | 4959070 | 0 | Level(Name=L04, Elevation=38750)
1 | 297 | WD!a296 | L04-ONC-INP-S014-17 | 1 | WD | Duct Reheat | Bedroom - Single | 4959072 | 0 | Level(Name=L04, Elevation=38750)
1 | 298 | WD!a297 | L04-ONC-INP-S013-05 | 1 | WD | Duct Reheat | Bedroom - Single - Isolation | 4959073 | 0 | Level(Name=L04, Elevation=38750)
1 | 299 | WD!a298 | L04-CIR-CIR-C004-01 | 4 | WD | Radiant Panel | Hospital Street Shared Corridor (Between Departments) | 4959074 | 0 | Level(Name=L04, Elevation=38750)
1 | 300 | WD!a299 | L04-CIR-CIR-C004-01 | 4 | WD | 0 | Hospital Street Shared Corridor (Between Departments) | 4959078 | 0 | Level(Name=L04, Elevation=38750)
1 | 301 | WD!a300 | L04-NUT-INP-S022-01 | 2 | WD | Duct Reheat | Clean Delivery Hub | 4959079 | 0 | Level(Name=L04, Elevation=38750)
1 | 302 | WD!a301 | L04-NUT-INP-U1155-01-2 | 1 | WD | FCU | MDT wkst for OPD and Renal Dialysis | 4959081 | 0 | Level(Name=L04, Elevation=38750)
1 | 303 | WD!a302 | L04-ONC-DCU-S147-02 | 1 | WD | Duct Reheat | Waiting area + Play area | 4959082 | 0 | Level(Name=L04, Elevation=38750)
1 | 304 | WD!a303 | L04-NUT-CIR-C001-02 | 1 | WD | Radiant Panel | Corridor | 4959083 | 0 | Level(Name=L04, Elevation=38750)
1 | 305 | WD!a304 | L04-MAI-RET-L010-01 | 1 | WD | FCU | Café with Production; Servery Storage and Seating | 4959085 | 0 | Level(Name=L04, Elevation=38750)
1 | 306 | WD!a305 | L04-MAI-RET-L010-02 | 1 | WD | FCU | Café with Production; Servery Storage and Seating | 4959086 | 0 | Level(Name=L04, Elevation=38750)
1 | 307 | WD!a306 | L04-NUT-INP-S037-01 | 2 | WD | 0 | Disposal Hold | 4959087 | 0 | Level(Name=L04, Elevation=38750)
1 | 308 | WD!a307 | L04-ONC-DCU-S028-03 | 1 | WD | Duct Reheat | Consulting Examination Room | 4959088 | 0 | Level(Name=L04, Elevation=38750)
1 | 309 | WD!a308 | L04-ONC-DCU-S028-02 | 1 | WD | Duct Reheat | Consulting Examination Room | 4959089 | 0 | Level(Name=L04, Elevation=38750)
1 | 310 | WD!a309 | L04-ONC-INP-S025-02 | 1 | WD | 0 | Cleaners Room | 4959090 | 0 | Level(Name=L04, Elevation=38750)
1 | 311 | WD!a310 | L04-ONC-DCU-S060-01 | 1 | WD | Duct Reheat | MDT Therapy Room (Share with Day Care ) | 4959091 | 0 | Level(Name=L04, Elevation=38750)
1 | 312 | WD!a311 | L04-ONC-INP-S023-04 | 1 | WD | Duct Reheat | Clean Utility | 4959092 | 0 | Level(Name=L04, Elevation=38750)
1 | 313 | WD!a312 | L04-ONC-INP-S056-01 | 1 | WD | 0 | Bay - Linen | 4959093 | 0 | Level(Name=L04, Elevation=38750)
1 | 314 | WD!a313 | L04-ONC-DCU-S109-02 | 1 | WD | 0 | WC - Accessible | 4959094 | 0 | Level(Name=L04, Elevation=38750)
1 | 315 | WD!a314 | L04-ONC-INP-S044-31 | 1 | WD | 0 | Ensuite | 4959095 | 0 | Level(Name=L04, Elevation=38750)
1 | 316 | WD!a315 | L04-ONC-INP-S023-01 | 1 | WD | Duct Reheat | Clean Utility/ Pharmacy Prep | 4959096 | 0 | Level(Name=L04, Elevation=38750)
1 | 317 | WD!a316 | L04-ONC-INP-S060-01 | 1 | WD | Duct Reheat | MDT Therapy Room | 4959097 | 0 | Level(Name=L04, Elevation=38750)
1 | 318 | WD!a317 | L04-ONC-DHO-S053-02 | 1 | WD | Duct Reheat | Counselling Room | 4959098 | 0 | Level(Name=L04, Elevation=38750)
1 | 319 | WD!a318 | L04-ONC-INP-U1117-01 | 1 | WD | Duct Reheat | Clean Diet Kitchenette | 4959099 | 0 | Level(Name=L04, Elevation=38750)
1 | 320 | WD!a319 | L04-ONC-INP-S056-05 | 1 | WD | 0 | Linen | 4959100 | 0 | Level(Name=L04, Elevation=38750)
1 | 321 | WD!a320 | L04-ONC-INP-S012-01 | 1 | WD | Radiant Panel | Bed Pram Cot Storage | 4959101 | 0 | Level(Name=L04, Elevation=38750)
1 | 322 | WD!a321 | L04-ONC-INP-S094-01 | 1 | WD | Radiant Panel | Staff Lounge/Beverage Bay with Lockers | 4959102 | 0 | Level(Name=L04, Elevation=38750)
1 | 323 | WD!a322 | L04-ONC-INP-S134-02 | 1 | WD | Duct Reheat | School Classroom (to be allocated from School SOA) | 4959103 | 0 | Level(Name=L04, Elevation=38750)
1 | 324 | WD!a323 | L04-ONC-INP-S139-03 | 1 | WD | Radiant Panel | Store | 4959104 | 0 | Level(Name=L04, Elevation=38750)
1 | 325 | WD!a324 | L04-ONC-DCU-S023-01 | 1 | WD | Duct Reheat | Clean Utility | 4959105 | 0 | Level(Name=L04, Elevation=38750)
1 | 326 | WD!a325 | L04-ONC-DCU-S036-01 | 1 | WD | Duct Reheat | Dirty Utility | 4959106 | 0 | Level(Name=L04, Elevation=38750)
1 | 327 | WD!a326 | L04-ONC-DHO-U0276-01 | 1 | WD | Duct Reheat | Pharmacy Research Office | 4959107 | 0 | Level(Name=L04, Elevation=38750)
1 | 328 | WD!a327 | L04-ONC-DHO-S106-01 | 1 | WD | Duct Reheat | Treatment / Minor Procedure Room - Large | 4959108 | 0 | Level(Name=L04, Elevation=38750)
1 | 329 | WD!a328 | L04-NUT-SNU-S114-01 | 1 | WD | 0 | WC - Staff shared with OPD; Day Care and Dialysis | 4959109 | 0 | Level(Name=L04, Elevation=38750)
1 | 330 | WD!a329 | L04-ONC-DHO-S044-03 | 1 | WD | 0 | Ensuite | 4959110 | 0 | Level(Name=L04, Elevation=38750)
1 | 331 | WD!a330 | L04-NUT-DC4-S027-01 | 1 | WD | Duct Reheat | Clinical Measurement | 4959111 | 0 | Level(Name=L04, Elevation=38750)
1 | 332 | WD!a331 | L04-NUT-SNU-S023-01 | 1 | WD | Duct Reheat | Clean Utility / Pharmacy Prep - Share between Renal Dialysis /OPD/Day Care | 4959112 | 0 | Level(Name=L04, Elevation=38750)
1 | 333 | WD!a332 | L04-ONC-DHO-S071-01 | 1 | WD | Duct Reheat | Pharmacy Prep Room | 4959113 | 0 | Level(Name=L04, Elevation=38750)
1 | 334 | WD!a333 | L04-NUT-INP-S025-01 | 1 | WD | 0 | Cleaners Room | 4959114 | 0 | Level(Name=L04, Elevation=38750)
1 | 335 | WD!a334 | L04-NUT-INP-S127-01 | 1 | WD | Duct Reheat | Pharmacy Prep + PTS | 4959115 | 0 | Level(Name=L04, Elevation=38750)
1 | 336 | WD!a335 | L04-NUT-SNU-S036-01 | 1 | WD | 0 | Dirty Utility - Share between Renal Dialysis /OPD/ Day Unit | 4959116 | 0 | Level(Name=L04, Elevation=38750)
1 | 337 | WD!a336 | L04-NUT-INP-S068-01 | 1 | WD | Duct Reheat | Patient / Family Dining | 4959117 | 0 | Level(Name=L04, Elevation=38750)
1 | 338 | WD!a337 | L04-ONC-INP-U0028-01 | 1 | WD | Radiant Panel | Adolescent Lounge and Kitchenette | 4959118 | 0 | Level(Name=L04, Elevation=38750)
1 | 339 | WD!a338 | L04-ONC-INP-S106-01 | 1 | WD | Duct Reheat | Treatment / Minor Procedure Room - Large | 4959119 | 0 | Level(Name=L04, Elevation=38750)
1 | 340 | WD!a339 | L04-ONC-INP-S044-16 | 1 | WD | 0 | Ensuite | 4959120 | 0 | Level(Name=L04, Elevation=38750)
1 | 341 | WD!a340 | L04-ONC-INP-S057-01 | 1 | WD | Radiant Panel | Parent Lounge with Beverage Bay | 4959121 | 0 | Level(Name=L04, Elevation=38750)
1 | 342 | WD!a341 | L04-NUT-INP-S056-02 | 1 | WD | 0 | Bay - Linen (one per cluster) | 4959122 | 0 | Level(Name=L04, Elevation=38750)
1 | 343 | WD!a342 | L04-NUT-INP-S023-02 | 1 | WD | Duct Reheat | Clean Utility | 4959123 | 0 | Level(Name=L04, Elevation=38750)
1 | 344 | WD!a343 | L04-NUT-INP-S114-01 | 1 | WD | 0 | WC - Staff | 4959124 | 0 | Level(Name=L04, Elevation=38750)
1 | 345 | WD!a344 | L04-NUT-INP-S044-15 | 1 | WD | 0 | Ensuite | 4959125 | 0 | Level(Name=L04, Elevation=38750)
1 | 346 | WD!a345 | L04-NUT-INP-S044-18 | 1 | WD | 0 | Ensuite | 4959126 | 0 | Level(Name=L04, Elevation=38750)
1 | 347 | WD!a346 | L04-NUT-SNU-U0255-01 | 1 | WD | 0 | Ensuite - Assisted with Shower for Patients - shared with OPD and Day Care and Dialysis | 4959127 | 0 | Level(Name=L04, Elevation=38750)
1 | 348 | WD!a347 | L04-NUT-INP-S019-01 | 1 | WD | Duct Reheat | Central Workstation | 4959128 | 0 | Level(Name=L04, Elevation=38750)
1 | 349 | WD!a348 | L04-NUT-INP-S010-01 | 1 | WD | 0 | Bay - Resuscitation | 4959129 | 0 | Level(Name=L04, Elevation=38750)
1 | 350 | WD!a349 | L04-ONC-INP-S072-01 | 1 | WD | Duct Reheat | Pharmacy Prep Room | 4959130 | 0 | Level(Name=L04, Elevation=38750)
1 | 351 | WD!a350 | L04-ONC-INP-S022-01 | 1 | WD | Duct Reheat | Clean Delivery Hub | 4959131 | 0 | Level(Name=L04, Elevation=38750)
1 | 352 | WD!a351 | L04-ONC-CIR-C001-04 | 1 | WD | Radiant Panel | Corridor | 4959132 | 0 | Level(Name=L04, Elevation=38750)
1 | 353 | WD!a352 | L04-ONC-INP-S109-02 | 1 | WD | 0 | WC - Accessible | 4959133 | 0 | Level(Name=L04, Elevation=38750)
1 | 354 | WD!a353 | L04-NUT-INP-S037-01 | 2 | WD | 0 | Disposal Hold | 4959134 | 0 | Level(Name=L04, Elevation=38750)
1 | 355 | WD!a354 | L04-NUT-INP-U1155-01-3 | 1 | WD | FCU | MDT wkst for OPD and Renal Dialysis | 4959135 | 0 | Level(Name=L04, Elevation=38750)
1 | 356 | WD!a355 | L04-NUT-DRO-U0286-01 | 1 | WD | 0 | Ultra pure treatment Plant (Renal/Haemodialysis) | 4959136 | 0 | Level(Name=L04, Elevation=38750)
1 | 357 | WD!a356 | L04-NUT-INP-S067-02 | 1 | WD | FCU | Cooking Pantry | 4959137 | 0 | Level(Name=L04, Elevation=38750)
1 | 358 | WD!a357 | L04-NUT-INP-S022-01 | 2 | WD | Duct Reheat | Clean Delivery Hub | 4959138 | 0 | Level(Name=L04, Elevation=38750)
1 | 359 | WD!a358 | L04-NUT-INP-U1155-01-1 | 1 | WD | FCU | MDT wkst for OPD and Renal Dialysis | 4959139 | 0 | Level(Name=L04, Elevation=38750)
1 | 360 | WD!a359 | L04-NUT-INP-S114-03 | 1 | WD | 0 | WC - Staff | 4959140 | 0 | Level(Name=L04, Elevation=38750)
1 | 361 | WD!a360 | L04-CIR-CIR-C008-02 | 1 | WD | 0 | Stairwell | 4959141 | 0 | Level(Name=L04, Elevation=38750)
1 | 362 | WD!a361 | L04-ONC-INP-S060-02 | 1 | WD | FCU | Haem/Onc MDT Conference Room - Share with Day Care | 4959142 | 0 | Level(Name=L04, Elevation=38750)
1 | 363 | WD!a362 | L04-NUT-CIR-C001-05 | 1 | WD | Radiant Panel | Corridor | 4959143 | 0 | Level(Name=L04, Elevation=38750)
1 | 364 | WD!a363 | L04-ONC-INP-S038-01 | 1 | WD | 0 | Disposal Room (adjacent to AGV lifts) | 4959144 | 0 | Level(Name=L04, Elevation=38750)
1 | 365 | WD!a364 | L04-CIR-CIR-C004-01 | 4 | WD | Radiant Panel | Hospital Street Shared Corridor (Between Departments) | 4959145 | 0 | Level(Name=L04, Elevation=38750)
1 | 366 | WD!a365 | L04-ONC-CIR-C001-16 | 1 | WD | Radiant Panel | Corridor | 4959146 | 0 | Level(Name=L04, Elevation=38750)
1 | 367 | WD!a366 | L04-CIR-CIR-C004-01 | 4 | WD | Radiant Panel | Hospital Street Shared Corridor (Between Departments) | 4959147 | 0 | Level(Name=L04, Elevation=38750)
1 | 368 | WD!a367 | L04-ONC-INP-S042-01 | 1 | WD | 0 | Ensuite - Assisted | 4959148 | 0 | Level(Name=L04, Elevation=38750)
1 | 369 | WD!a368 | L04-NUT-INP-S007-01 | 1 | WD | 0 | Bay - Hoist | 4959149 | 0 | Level(Name=L04, Elevation=38750)
1 | 370 | WD!a369 | L04-NUT-DRO-L083-01 | 1 | WD | Duct Reheat | Single Rooms (2 x Isolation - enclosed with accessible ensuite ) | 4959150 | 0 | Level(Name=L04, Elevation=38750)
1 | 371 | WD!a370 | L04-ONC-INP-U0033-01 | 1 | WD | Duct Reheat | Point of Care Testing Bay to include Blood Banking Satellite fridges x 2 | 4959151 | 0 | Level(Name=L04, Elevation=38750)
1 | 372 | WD!a371 | L04-ONC-CIR-C001-09 | 1 | WD | Radiant Panel | Corridor | 4959152 | 0 | Level(Name=L04, Elevation=38750)
1 | 373 | WD!a372 | L04-ONC-INP-S067-01 | 1 | WD | Duct Reheat | Pantry | 4959153 | 0 | Level(Name=L04, Elevation=38750)
1 | 374 | WD!a373 | L04-HUB-ITH-S118-02 | 1 | WD | FCU | IT Hub | 4959154 | 0 | Level(Name=L04, Elevation=38750)
1 | 375 | WD!a374 | L04-ONC-INP-S056-02 | 1 | WD | 0 | Bay - Linen (one per Cluster) | 4959155 | 0 | Level(Name=L04, Elevation=38750)
1 | 376 | WD!a375 | L04-ONC-INP-S007-01 | 1 | WD | 0 | Bay - Hoist | 4959156 | 0 | Level(Name=L04, Elevation=38750)
1 | 377 | WD!a376 | L04-NUT-INP-S139-03 | 1 | WD | Radiant Panel | Store | 4959157 | 0 | Level(Name=L04, Elevation=38750)
1 | 378 | WD!a377 | L04-HUB-ITH-S118-03 | 1 | WD | FCU | IT Hub | 4959158 | 0 | Level(Name=L04, Elevation=38750)
1 | 379 | WD!a378 | L04-NUT-INP-S056-03 | 1 | WD | 0 | Bay - Linen (one per cluster) | 4959159 | 0 | Level(Name=L04, Elevation=38750)
1 | 380 | WD!a379 | L04-NUT-CIR-C001-07 | 1 | WD | Radiant Panel | Corridor | 4959160 | 0 | Level(Name=L04, Elevation=38750)
1 | 381 | WD!a380 | L04-CIR-CIR-C006-06 | 1 | WD | Radiant Panel | Lift - Stair Lobby | 4959161 | 0 | Level(Name=L04, Elevation=38750)
1 | 382 | WD!a381 | L04-CIR-CIR-C008-04 | 1 | WD | 0 | Stairwell | 4959162 | 0 | Level(Name=L04, Elevation=38750)
1 | 383 | WD!a382 | L04-ONC-CIR-C001-02 | 1 | WD | Radiant Panel | Corridor | 4959163 | 0 | Level(Name=L04, Elevation=38750)
1 | 384 | WD!a383 | L04-CIR-CIR-C008-01 | 1 | WD | 0 | Stairwell | 4959164 | 0 | Level(Name=L04, Elevation=38750)
1 | 385 | WD!a384 | L04-NUT-SNU-S113-04 | 2 | WD | 0 | WC - Public - Shared with OPD and Day Care and Dialysis | 4959165 | 0 | Level(Name=L04, Elevation=38750)
1 | 386 | WD!a385 | L04-ONC-DCU-S113-01 | 1 | WD | 0 | WC - Public | 4959166 | 0 | Level(Name=L04, Elevation=38750)
1 | 387 | WD!a386 | L04-ONC-DCU-S113-02 | 1 | WD | 0 | WC - Public | 4959167 | 0 | Level(Name=L04, Elevation=38750)
1 | 388 | WD!a387 | L04-ONC-INP-S053-01 | 1 | WD | Duct Reheat | Interview Room | 4959168 | 0 | Level(Name=L04, Elevation=38750)
1 | 389 | WD!a388 | L04-NUT-INP-S053-01 | 1 | WD | Duct Reheat | Interview Room | 4959169 | 0 | Level(Name=L04, Elevation=38750)
1 | 390 | WD!a389 | L04-NUT-INP-S101-01 | 1 | WD | 0 | Point of Care Testing | 4959170 | 0 | Level(Name=L04, Elevation=38750)
1 | 391 | WD!a390 | L04-NUT-INP-S139-01 | 1 | WD | Radiant Panel | Store | 4959171 | 0 | Level(Name=L04, Elevation=38750)
1 | 392 | WD!a391 | L04-CIR-CIR-C008-03 | 1 | WD | 0 | Stairwell | 4959172 | 0 | Level(Name=L04, Elevation=38750)
1 | 393 | WD!a392 | L04-HUB-ITH-S118-01 | 1 | WD | FCU | IT Hub | 4959173 | 0 | Level(Name=L04, Elevation=38750)
1 | 394 | WD!a393 | L04-ONC-CIR-C001-08 | 1 | WD | Radiant Panel | Corridor | 4959174 | 0 | Level(Name=L04, Elevation=38750)
1 | 395 | WD!a394 | L04-ONC-INP-U0036-01 | 1 | WD | FCU | Cooking Pantry (IP and Day Unit) | 4959175 | 0 | Level(Name=L04, Elevation=38750)
1 | 396 | WD!a395 | L04-ONC-DCU-S008-01 | 1 | WD | 0 | Bay - Trolley and Wheelchair | 4959176 | 0 | Level(Name=L04, Elevation=38750)
1 | 397 | WD!a396 | L04-ONC-INP-S139-02 | 1 | WD | Radiant Panel | Store | 4959177 | 0 | Level(Name=L04, Elevation=38750)
1 | 398 | WD!a397 | L04-ONC-DHO-S056-01 | 1 | WD | 0 | Bay - Linen | 4959178 | 0 | Level(Name=L04, Elevation=38750)
1 | 399 | WD!a398 | L04-ONC-DHO-S056-02 | 1 | WD | 0 | Bay - Linen | 4959179 | 0 | Level(Name=L04, Elevation=38750)
1 | 400 | WD!a399 | L04-HUB-ITH-S118-04 | 1 | WD | FCU | IT Hub | 4959180 | 0 | Level(Name=L04, Elevation=38750)
1 | 401 | WD!a400 | L04-NUT-INP-S005-01 | 1 | WD | 0 | Assisted Bathroom | 4959181 | 0 | Level(Name=L04, Elevation=38750)
1 | 402 | WD!a401 | L04-NUT-DRO-U0287-01 | 1 | WD | FCU | Dialysis maintenance Workshop | 4959182 | 0 | Level(Name=L04, Elevation=38750)
1 | 403 | WD!a402 | L04-NUT-CIR-C001-03 | 1 | WD | Radiant Panel | Corridor | 4959183 | 0 | Level(Name=L04, Elevation=38750)
1 | 404 | WD!a403 | L04-CIR-CIR-C006-04 | 1 | WD | Radiant Panel | Lift - Stair Lobby | 4959184 | 0 | Level(Name=L04, Elevation=38750)
1 | 405 | WD!a404 | L04-CIR-CIR-C006-01 | 1 | WD | Radiant Panel | Lift - Stair Lobby | 4959185 | 0 | Level(Name=L04, Elevation=38750)
1 | 406 | WD!a405 | L04-ONC-DCU-S109-01 | 1 | WD | 0 | WC - Accessible | 4959186 | 0 | Level(Name=L04, Elevation=38750)
1 | 407 | WD!a406 | L04-ONC-DHO-S109-01 | 1 | WD | 0 | WC - Accessible | 4959187 | 0 | Level(Name=L04, Elevation=38750)
1 | 408 | WD!a407 | L04-ONC-INP-S093-02 | 1 | WD | Duct Reheat | Staff Base (1 per Cluster) | 4959188 | 0 | Level(Name=L04, Elevation=38750)
1 | 409 | WD!a408 | L04-ONC-INP-S075-01 | 1 | WD | Duct Reheat | Play Area | 4959189 | 0 | Level(Name=L04, Elevation=38750)
1 | 410 | WD!a409 | L04-ONC-INP-S036-04 | 1 | WD | Duct Reheat | Dirty Utility | 4959190 | 0 | Level(Name=L04, Elevation=38750)
1 | 411 | WD!a410 | L04-NUT-DHO-S147-01 | 4 | WD | Duct Reheat | Waiting - Shared with OPD and Day Care and Dialysis | 4959191 | 0 | Level(Name=L04, Elevation=38750)
1 | 412 | WD!a411 | L04-ONC-CIR-C001-12 | 1 | WD | Radiant Panel | Corridor | 4959192 | 0 | Level(Name=L04, Elevation=38750)
1 | 413 | WD!a412 | L04-ONC-CIR-C001-14 | 1 | WD | Radiant Panel | Corridor | 4959193 | 0 | Level(Name=L04, Elevation=38750)
1 | 414 | WD!a413 | L04-NUT-DRO-S090-01 | 1 | WD | Duct Reheat | Staff Base | 4959194 | 0 | Level(Name=L04, Elevation=38750)
1 | 415 | WD!a414 | L04-NUT-INP-S093-02 | 1 | WD | Duct Reheat | Staff Base (1 per Cluster) | 4959195 | 0 | Level(Name=L04, Elevation=38750)
1 | 416 | WD!a415 | L04-NUT-INP-S036-02 | 1 | WD | Duct Reheat | Dirty Utility | 4959196 | 0 | Level(Name=L04, Elevation=38750)
1 | 417 | WD!a416 | L04-ONC-CIR-C001-01 | 1 | WD | Radiant Panel | Corridor | 4959197 | 0 | Level(Name=L04, Elevation=38750)
1 | 418 | WD!a417 | L04-ONC-DHO-S109-02 | 1 | WD | 0 | WC - Accessible | 4959198 | 0 | Level(Name=L04, Elevation=38750)
1 | 419 | WD!a418 | L04-ONC-DHO-S036-01 | 1 | WD | Duct Reheat | Dirty Utility | 4959199 | 0 | Level(Name=L04, Elevation=38750)
1 | 420 | WD!a419 | L04-NUT-DC4-S056-01 | 1 | WD | 0 | Bay - Linen | 4959200 | 0 | Level(Name=L04, Elevation=38750)
1 | 421 | WD!a420 | L04-NUT-DC4-S139-02 | 1 | WD | Radiant Panel | Urodynamics Store | 4959201 | 0 | Level(Name=L04, Elevation=38750)
1 | 422 | WD!a421 | L04-CIR-CIR-C006-02 | 1 | WD | Radiant Panel | Lift - Stair Lobby | 4959202 | 0 | Level(Name=L04, Elevation=38750)
1 | 423 | WD!a422 | L04-ONC-INP-S001-04 | 1 | WD | 0 | Airlock | 4959203 | 0 | Level(Name=L04, Elevation=38750)
1 | 424 | WD!a423 | L04-ONC-INP-S080-02 | 1 | WD | 0 | Prepared Feeds/ Breast Milk Store | 4959204 | 0 | Level(Name=L04, Elevation=38750)
1 | 425 | WD!a424 | L04-CIR-CIR-C006-03 | 1 | WD | Radiant Panel | Lift - Stair Lobby | 4959205 | 0 | Level(Name=L04, Elevation=38750)
1 | 426 | WD!a425 | L04-ONC-CIR-C001-03 | 1 | WD | Radiant Panel | Corridor | 4959206 | 0 | Level(Name=L04, Elevation=38750)
1 | 427 | WD!a426 | L04-NUT-CIR-C001-06 | 1 | WD | Radiant Panel | Corridor | 4959207 | 0 | Level(Name=L04, Elevation=38750)
1 | 428 | WD!a427 | L04-CIR-CIR-C006-05 | 1 | WD | Radiant Panel | Lift - Stair Lobby | 4959208 | 0 | Level(Name=L04, Elevation=38750)
1 | 429 | WD!a428 | L04-ONC-CIR-C001-13 | 1 | WD | Radiant Panel | Corridor | 4959209 | 0 | Level(Name=L04, Elevation=38750)
1 | 430 | WD!a429 | L04-ONC-DCU-S010-01 | 1 | WD | 0 | Resuscitation Bay | 4959210 | 0 | Level(Name=L04, Elevation=38750)
1 | 431 | WD!a430 | L04-ONC-INP-S092-01 | 1 | WD | Duct Reheat | Staff Base | 4959211 | 0 | Level(Name=L04, Elevation=38750)
1 | 432 | WD!a431 | L04-ONC-CIR-C001-06 | 1 | WD | Radiant Panel | Corridor | 4959212 | 0 | Level(Name=L04, Elevation=38750)
1 | 433 | WD!a432 | L04-ONC-CIR-C001-05 | 1 | WD | Radiant Panel | Corridor | 4959213 | 0 | Level(Name=L04, Elevation=38750)
1 | 434 | WD!a433 | L04-NUT-INP-L009-01 | 1 | WD | FCU | On Call Room with Ensuite | 4959214 | 0 | Level(Name=L04, Elevation=38750)
1 | 435 | WD!a434 | L04-NUT-INP-S044-20 | 1 | WD | 0 | Ensuite | 4959215 | 0 | Level(Name=L04, Elevation=38750)
1 | 436 | WD!a435 | L04-NUT-DC4-S105-01 | 1 | WD | Duct Reheat | Sub Wait | 4959216 | 0 | Level(Name=L04, Elevation=38750)
1 | 437 | WD!a436 | L04-ONC-DCU-S093-01 | 1 | WD | Duct Reheat | Staff Base | 4959217 | 0 | Level(Name=L04, Elevation=38750)
1 | 438 | WD!a437 | L05-IPA-GW1-S127-01 | 1 | WD | Duct Reheat | Pharmacy Prep + PTS | 4959236 | 0 | Level(Name=L05, Elevation=42550)
1 | 439 | WD!a438 | L05-IPA-GW1-S010-01 | 1 | WD | 0 | Bay - Resuscitation | 4959237 | 0 | Level(Name=L05, Elevation=42550)
1 | 440 | WD!a439 | L05-IPA-GW1-S139-02 | 1 | WD | 0 | Store | 4959238 | 0 | Level(Name=L05, Elevation=42550)
1 | 441 | WD!a440 | L05-IPA-GW1-S036-01 | 1 | WD | Duct Reheat | Dirty Utility | 4959239 | 0 | Level(Name=L05, Elevation=42550)
1 | 442 | WD!a441 | L05-IPA-GW1-S056-02 | 1 | WD | 0 | Bay - Linen (one per Cluster) | 4959240 | 0 | Level(Name=L05, Elevation=42550)
1 | 443 | WD!a442 | L05-IPA-GW1-S107-01 | 1 | WD | Duct Reheat | Treatment / Minor Procedure Room | 4959241 | 0 | Level(Name=L05, Elevation=42550)
1 | 444 | WD!a443 | L05-IPA-GW1-S023-01 | 1 | WD | Duct Reheat | Clean Utility | 4959242 | 0 | Level(Name=L05, Elevation=42550)
1 | 445 | WD!a444 | L05-IPA-GW1-S019-01 | 1 | WD | FCU | Central Workstation | 4959243 | 0 | Level(Name=L05, Elevation=42550)
1 | 446 | WD!a445 | L05-IPA-GW4-S127-01 | 1 | WD | Duct Reheat | Pharmacy Prep + PTS | 4959244 | 0 | Level(Name=L05, Elevation=42550)
1 | 447 | WD!a446 | L05-IPA-GW4-S010-01 | 1 | WD | 0 | Bay - Resuscitation | 4959245 | 0 | Level(Name=L05, Elevation=42550)
1 | 448 | WD!a447 | L05-IPA-GW4-S108-01 | 1 | WD | Duct Reheat | Treatment Room - Burns | 4959246 | 0 | Level(Name=L05, Elevation=42550)
1 | 449 | WD!a448 | L05-IPA-GW4-S056-02 | 1 | WD | 0 | Bay - Linen (one per Cluster) | 4959247 | 0 | Level(Name=L05, Elevation=42550)
1 | 450 | WD!a449 | L05-IPA-GW4-S023-01 | 1 | WD | Duct Reheat | Clean Utility | 4959248 | 0 | Level(Name=L05, Elevation=42550)
1 | 451 | WD!a450 | L05-IPA-GW4-S019-01 | 1 | WD | FCU | Central Workstation | 4959249 | 0 | Level(Name=L05, Elevation=42550)
1 | 452 | WD!a451 | L05-IPA-GW4-S036-01 | 1 | WD | Duct Reheat | Dirty Utility | 4959250 | 0 | Level(Name=L05, Elevation=42550)
1 | 453 | WD!a452 | L05-IPA-GW4-S023-02 | 1 | WD | Duct Reheat | Clean Utility | 4959251 | 0 | Level(Name=L05, Elevation=42550)
1 | 454 | WD!a453 | L05-IPA-GW4-S056-03 | 1 | WD | 0 | Bay - Linen (one per Cluster) | 4959252 | 0 | Level(Name=L05, Elevation=42550)
1 | 455 | WD!a454 | L05-IPA-GW4-S049-01 | 1 | WD | 0 | Hub (Printing and Scanning) | 4959253 | 0 | Level(Name=L05, Elevation=42550)
1 | 456 | WD!a455 | L05-IPA-GW4-S093-02 | 1 | WD | FCU | Staff Base (1 per Cluster) | 4959254 | 0 | Level(Name=L05, Elevation=42550)
1 | 457 | WD!a456 | L05-IPA-GW4-S072-01 | 1 | WD | Duct Reheat | Pharmacy Prep Room | 4959255 | 0 | Level(Name=L05, Elevation=42550)
1 | 458 | WD!a457 | L05-IPA-GW4-S060-01 | 1 | WD | Duct Reheat | MDT Therapy Room | 4959256 | 0 | Level(Name=L05, Elevation=42550)
1 | 459 | WD!a458 | L05-IPA-GW1-S112-01 | 1 | WD | 0 | WC - Assisted with Baby Change | 4959257 | 0 | Level(Name=L05, Elevation=42550)
1 | 460 | WD!a459 | L05-IPA-GW4-S036-02 | 1 | WD | Duct Reheat | Dirty Utility | 4959258 | 0 | Level(Name=L05, Elevation=42550)
1 | 461 | WD!a460 | L05-IPA-GW3-S023-01 | 1 | WD | Duct Reheat | Clean Utility | 4959259 | 0 | Level(Name=L05, Elevation=42550)
1 | 462 | WD!a461 | L05-IPA-GW3-S056-01 | 1 | WD | 0 | Bay - Linen (one per Cluster) | 4959260 | 0 | Level(Name=L05, Elevation=42550)
1 | 463 | WD!a462 | L05-IPA-GW3-S049-01 | 1 | WD | 0 | Hub (Printing and Scanning) | 4959261 | 0 | Level(Name=L05, Elevation=42550)
1 | 464 | WD!a463 | L05-IPA-GW3-S093-01 | 1 | WD | FCU | Staff Base (1 per Cluster) | 4959262 | 0 | Level(Name=L05, Elevation=42550)
1 | 465 | WD!a464 | L05-IPA-GW3-S060-01 | 1 | WD | Duct Reheat | MDT Therapy Room | 4959263 | 0 | Level(Name=L05, Elevation=42550)
1 | 466 | WD!a465 | L05-IPA-GW3-S072-01 | 1 | WD | Duct Reheat | Pharmacy Prep Room | 4959264 | 0 | Level(Name=L05, Elevation=42550)
1 | 467 | WD!a466 | L05-IPA-GW3-S036-01 | 1 | WD | Duct Reheat | Dirty Utility | 4959265 | 0 | Level(Name=L05, Elevation=42550)
1 | 468 | WD!a467 | L05-IPA-GW3-S112-01 | 1 | WD | 0 | WC - Assisted with Baby Change | 4959266 | 0 | Level(Name=L05, Elevation=42550)
1 | 469 | WD!a468 | L05-IPA-GW1-S023-02 | 1 | WD | Duct Reheat | Clean Utility | 4959267 | 0 | Level(Name=L05, Elevation=42550)
1 | 470 | WD!a469 | L05-IPA-GW1-S056-03 | 1 | WD | 0 | Bay - Linen (one per Cluster) | 4959268 | 0 | Level(Name=L05, Elevation=42550)
1 | 471 | WD!a470 | L05-IPA-GW1-S049-01 | 1 | WD | 0 | Hub (Printing and Scanning) | 4959269 | 0 | Level(Name=L05, Elevation=42550)
1 | 472 | WD!a471 | L05-IPA-GW1-S036-02 | 1 | WD | Duct Reheat | Dirty Utility | 4959270 | 0 | Level(Name=L05, Elevation=42550)
1 | 473 | WD!a472 | L05-IPA-GW4-S112-01 | 1 | WD | 0 | WC - Assisted with Baby Change | 4959271 | 0 | Level(Name=L05, Elevation=42550)
1 | 474 | WD!a473 | L05-IPA-GW1-S093-02 | 1 | WD | FCU | Staff Base (1 per Cluster) | 4959272 | 0 | Level(Name=L05, Elevation=42550)
1 | 475 | WD!a474 | L05-IPA-GW1-S060-01 | 1 | WD | Duct Reheat | MDT Therapy Room | 4959273 | 0 | Level(Name=L05, Elevation=42550)
1 | 476 | WD!a475 | L05-IPA-GW1-S072-01 | 1 | WD | Duct Reheat | Pharmacy Prep Room | 4959274 | 0 | Level(Name=L05, Elevation=42550)
1 | 477 | WD!a476 | L05-IPA-GW1-S044-11 | 1 | WD | 0 | Ensuite | 4959275 | 0 | Level(Name=L05, Elevation=42550)
1 | 478 | WD!a477 | L05-IPA-GW1-S044-01 | 1 | WD | 0 | Ensuite | 4959276 | 0 | Level(Name=L05, Elevation=42550)
1 | 479 | WD!a478 | L05-IPA-GW1-S044-03 | 1 | WD | 0 | Ensuite | 4959277 | 0 | Level(Name=L05, Elevation=42550)
1 | 480 | WD!a479 | L05-IPA-GW1-S044-05 | 1 | WD | 0 | Ensuite | 4959278 | 0 | Level(Name=L05, Elevation=42550)
1 | 481 | WD!a480 | L05-IPA-GW1-S044-07 | 1 | WD | 0 | Ensuite | 4959279 | 0 | Level(Name=L05, Elevation=42550)
1 | 482 | WD!a481 | L05-IPA-GW1-S044-09 | 1 | WD | 0 | Ensuite | 4959280 | 0 | Level(Name=L05, Elevation=42550)
1 | 483 | WD!a482 | L05-IPA-GW1-S001-01 | 1 | WD | 0 | Airlock | 4959281 | 0 | Level(Name=L05, Elevation=42550)
1 | 484 | WD!a483 | L05-IPA-GW1-S044-22 | 1 | WD | 0 | Ensuite | 4959282 | 0 | Level(Name=L05, Elevation=42550)
1 | 485 | WD!a484 | L05-IPA-GW1-S044-20 | 1 | WD | 0 | Ensuite | 4959283 | 0 | Level(Name=L05, Elevation=42550)
1 | 486 | WD!a485 | L05-IPA-GW1-S044-16 | 1 | WD | 0 | Ensuite | 4959284 | 0 | Level(Name=L05, Elevation=42550)
1 | 487 | WD!a486 | L05-IPA-GW2-S044-01 | 1 | WD | 0 | Ensuite | 4959285 | 0 | Level(Name=L05, Elevation=42550)
1 | 488 | WD!a487 | L05-IPA-GW2-S044-10 | 1 | WD | 0 | Ensuite | 4959286 | 0 | Level(Name=L05, Elevation=42550)
1 | 489 | WD!a488 | L05-IPA-GW2-S044-08 | 1 | WD | 0 | Ensuite | 4959287 | 0 | Level(Name=L05, Elevation=42550)
1 | 490 | WD!a489 | L05-IPA-GW2-S044-06 | 1 | WD | 0 | Ensuite | 4959288 | 0 | Level(Name=L05, Elevation=42550)
1 | 491 | WD!a490 | L05-IPA-GW2-S044-04 | 1 | WD | 0 | Ensuite | 4959289 | 0 | Level(Name=L05, Elevation=42550)
1 | 492 | WD!a491 | L05-IPA-GW2-S001-02 | 1 | WD | 0 | Airlock | 4959290 | 0 | Level(Name=L05, Elevation=42550)
1 | 493 | WD!a492 | L05-IPA-GW2-S044-13 | 1 | WD | 0 | Ensuite | 4959291 | 0 | Level(Name=L05, Elevation=42550)
1 | 494 | WD!a493 | L05-IPA-GW2-S044-15 | 1 | WD | 0 | Ensuite | 4959292 | 0 | Level(Name=L05, Elevation=42550)
1 | 495 | WD!a494 | L05-IPA-GW2-S044-19 | 1 | WD | 0 | Ensuite | 4959293 | 0 | Level(Name=L05, Elevation=42550)
1 | 496 | WD!a495 | L05-IPA-GW3-S044-20 | 1 | WD | 0 | Ensuite | 4959294 | 0 | Level(Name=L05, Elevation=42550)
1 | 497 | WD!a496 | L05-IPA-GW3-S044-12 | 1 | WD | 0 | Ensuite | 4959295 | 0 | Level(Name=L05, Elevation=42550)
1 | 498 | WD!a497 | L05-IPA-GW3-S044-14 | 1 | WD | 0 | Ensuite | 4959296 | 0 | Level(Name=L05, Elevation=42550)
1 | 499 | WD!a498 | L05-IPA-GW3-S044-16 | 1 | WD | 0 | Ensuite | 4959297 | 0 | Level(Name=L05, Elevation=42550)
1 | 500 | WD!a499 | L05-IPA-GW3-S044-18 | 1 | WD | 0 | Ensuite | 4959298 | 0 | Level(Name=L05, Elevation=42550)
1 | 501 | WD!a500 | L05-IPA-GW3-S001-01 | 1 | WD | 0 | Airlock | 4959299 | 0 | Level(Name=L05, Elevation=42550)
1 | 502 | WD!a501 | L05-IPA-GW3-S044-10 | 1 | WD | 0 | Ensuite | 4959300 | 0 | Level(Name=L05, Elevation=42550)
1 | 503 | WD!a502 | L05-IPA-GW3-S044-08 | 1 | WD | 0 | Ensuite | 4959301 | 0 | Level(Name=L05, Elevation=42550)
1 | 504 | WD!a503 | L05-IPA-GW3-S044-04 | 1 | WD | 0 | Ensuite | 4959302 | 0 | Level(Name=L05, Elevation=42550)
1 | 505 | WD!a504 | L05-IPA-GW4-S044-11 | 1 | WD | 0 | Ensuite | 4959303 | 0 | Level(Name=L05, Elevation=42550)
1 | 506 | WD!a505 | L05-IPA-GW4-S044-20 | 1 | WD | 0 | Ensuite | 4959304 | 0 | Level(Name=L05, Elevation=42550)
1 | 507 | WD!a506 | L05-IPA-GW4-S044-15 | 1 | WD | 0 | Ensuite | 4959305 | 0 | Level(Name=L05, Elevation=42550)
1 | 508 | WD!a507 | L05-IPA-GW4-S044-13 | 1 | WD | 0 | Ensuite | 4959306 | 0 | Level(Name=L05, Elevation=42550)
1 | 509 | WD!a508 | L05-IPA-GW4-S001-02 | 1 | WD | 0 | Airlock | 4959307 | 0 | Level(Name=L05, Elevation=42550)
1 | 510 | WD!a509 | L05-IPA-GW4-S044-01 | 1 | WD | 0 | Ensuite | 4959308 | 0 | Level(Name=L05, Elevation=42550)
1 | 511 | WD!a510 | L05-IPA-GW4-S044-03 | 1 | WD | 0 | Ensuite | 4959309 | 0 | Level(Name=L05, Elevation=42550)
1 | 512 | WD!a511 | L05-IPA-GW4-S044-07 | 1 | WD | 0 | Ensuite | 4959310 | 0 | Level(Name=L05, Elevation=42550)
1 | 513 | WD!a512 | L05-IPA-GW2-S044-12 | 1 | WD | 0 | Ensuite | 4959311 | 0 | Level(Name=L05, Elevation=42550)
1 | 514 | WD!a513 | L05-IPA-GW3-S001-02 | 1 | WD | 0 | Airlock | 4959312 | 0 | Level(Name=L05, Elevation=42550)
1 | 515 | WD!a514 | L05-IPA-GW4-S001-01 | 1 | WD | 0 | Airlock | 4959313 | 0 | Level(Name=L05, Elevation=42550)
1 | 516 | WD!a515 | L05-IPA-GW4-S044-05 | 1 | WD | 0 | Ensuite | 4959314 | 0 | Level(Name=L05, Elevation=42550)
1 | 517 | WD!a516 | L05-IPA-GW4-S044-09 | 1 | WD | 0 | Ensuite | 4959315 | 0 | Level(Name=L05, Elevation=42550)
1 | 518 | WD!a517 | L05-IPA-GW1-S044-18 | 1 | WD | 0 | Ensuite | 4959316 | 0 | Level(Name=L05, Elevation=42550)
1 | 519 | WD!a518 | L05-IPA-GW1-S044-14 | 1 | WD | 0 | Ensuite | 4959317 | 0 | Level(Name=L05, Elevation=42550)
1 | 520 | WD!a519 | L05-IPA-GW2-S044-17 | 1 | WD | 0 | Ensuite | 4959318 | 0 | Level(Name=L05, Elevation=42550)
1 | 521 | WD!a520 | L05-IPA-GW2-S044-21 | 1 | WD | 0 | Ensuite | 4959319 | 0 | Level(Name=L05, Elevation=42550)
1 | 522 | WD!a521 | L05-IPA-GW3-S044-06 | 1 | WD | 0 | Ensuite | 4959320 | 0 | Level(Name=L05, Elevation=42550)
1 | 523 | WD!a522 | L04-NUT-DHO-S147-01 | 4 | WD | 0 | Waiting - Shared with OPD and Day Care and Dialysis | 4959321 | 0 | Level(Name=L05, Elevation=42550)
1 | 524 | WD!a523 | L05-IPA-GW2-S107-01 | 1 | WD | Duct Reheat | Treatment / Minor Procedure Room | 4959322 | 0 | Level(Name=L05, Elevation=42550)
1 | 525 | WD!a524 | L05-IPA-GW2-S127-01 | 1 | WD | Duct Reheat | Pharmacy Prep + PTS | 4959323 | 0 | Level(Name=L05, Elevation=42550)
1 | 526 | WD!a525 | L05-IPA-GW3-S127-01 | 1 | WD | Duct Reheat | Pharmacy Prep + PTS | 4959324 | 0 | Level(Name=L05, Elevation=42550)
1 | 527 | WD!a526 | L05-IPA-GW3-S014-20 | 1 | WD | Radiant Panel & Façade HTG Coil | Bedroom - Single | 4959325 | 0 | Level(Name=L05, Elevation=42550)
1 | 528 | WD!a527 | L05-IPA-GW3-S044-21 | 1 | WD | 0 | Ensuite | 4959326 | 0 | Level(Name=L05, Elevation=42550)
1 | 529 | WD!a528 | L05-IPA-GW3-S014-21 | 1 | WD | Radiant Panel & Façade HTG Coil | Bedroom - Single | 4959327 | 0 | Level(Name=L05, Elevation=42550)
1 | 530 | WD!a529 | L05-IPA-GW4-S014-11 | 1 | WD | Radiant Panel & Façade HTG Coil | Bedroom - Single | 4959328 | 0 | Level(Name=L05, Elevation=42550)
1 | 531 | WD!a530 | L05-IPA-GW4-S044-12 | 1 | WD | 0 | Ensuite | 4959329 | 0 | Level(Name=L05, Elevation=42550)
1 | 532 | WD!a531 | L05-IPA-GW4-S014-12 | 1 | WD | Radiant Panel & Façade HTG Coil | Bedroom - Single | 4959330 | 0 | Level(Name=L05, Elevation=42550)
1 | 533 | WD!a532 | L05-IPA-GW4-S014-13 | 1 | WD | Radiant Panel & Façade HTG Coil | Bedroom - Single | 4959331 | 0 | Level(Name=L05, Elevation=42550)
1 | 534 | WD!a533 | L05-IPA-GW4-S044-14 | 1 | WD | 0 | Ensuite | 4959332 | 0 | Level(Name=L05, Elevation=42550)
1 | 535 | WD!a534 | L05-IPA-GW4-S014-14 | 1 | WD | Radiant Panel & Façade HTG Coil | Bedroom - Single | 4959333 | 0 | Level(Name=L05, Elevation=42550)
1 | 536 | WD!a535 | L05-IPA-GW4-S014-15 | 1 | WD | Radiant Panel & Façade HTG Coil | Bedroom - Single | 4959334 | 0 | Level(Name=L05, Elevation=42550)
1 | 537 | WD!a536 | L05-IPA-GW4-S044-16 | 1 | WD | 0 | Ensuite | 4959335 | 0 | Level(Name=L05, Elevation=42550)
1 | 538 | WD!a537 | L05-IPA-GW4-S014-16 | 1 | WD | Radiant Panel & Façade HTG Coil | Bedroom - Single | 4959336 | 0 | Level(Name=L05, Elevation=42550)
1 | 539 | WD!a538 | L05-IPA-GW4-S014-17 | 1 | WD | Radiant Panel & Façade HTG Coil | Bedroom - Single | 4959337 | 0 | Level(Name=L05, Elevation=42550)
1 | 540 | WD!a539 | L05-IPA-GW4-S044-19 | 1 | WD | 0 | Ensuite | 4959338 | 0 | Level(Name=L05, Elevation=42550)
1 | 541 | WD!a540 | L05-IPA-GW4-S014-20 | 1 | WD | Radiant Panel & Façade HTG Coil | Bedroom - Single | 4959339 | 0 | Level(Name=L05, Elevation=42550)
1 | 542 | WD!a541 | L05-IPA-GW1-S014-11 | 1 | WD | Radiant Panel & Façade HTG Coil | Bedroom - Single | 4959340 | 0 | Level(Name=L05, Elevation=42550)
1 | 543 | WD!a542 | L05-IPA-GW1-S044-12 | 1 | WD | 0 | Ensuite | 4959341 | 0 | Level(Name=L05, Elevation=42550)
1 | 544 | WD!a543 | L05-IPA-GW1-S014-12 | 1 | WD | Radiant Panel & Façade HTG Coil | Bedroom - Single | 4959342 | 0 | Level(Name=L05, Elevation=42550)
1 | 545 | WD!a544 | L05-IPA-GW2-S014-01 | 1 | WD | Radiant Panel & Façade HTG Coil | Bedroom - Single | 4959343 | 0 | Level(Name=L05, Elevation=42550)
1 | 546 | WD!a545 | L05-IPA-GW2-S044-02 | 1 | WD | 0 | Ensuite | 4959344 | 0 | Level(Name=L05, Elevation=42550)
1 | 547 | WD!a546 | L05-IPA-GW2-S014-02 | 1 | WD | Radiant Panel & Façade HTG Coil | Bedroom - Single | 4959345 | 0 | Level(Name=L05, Elevation=42550)
1 | 548 | WD!a547 | L04-NUT-DHO-S147-01 | 4 | WD | 0 | Waiting - Shared with OPD and Day Care and Dialysis | 4959346 | 0 | Level(Name=L05, Elevation=42550)
1 | 549 | WD!a548 | L05-IPA-GW3-S044-03 | 1 | WD | 0 | Ensuite | 4959347 | 0 | Level(Name=L05, Elevation=42550)
1 | 550 | WD!a549 | L05-IPA-GW3-S014-04 | 1 | WD | Radiant Panel & Façade HTG Coil | Bedroom - Single | 4959348 | 0 | Level(Name=L05, Elevation=42550)
1 | 551 | WD!a550 | L05-IPA-GW3-S014-05 | 1 | WD | Radiant Panel & Façade HTG Coil | Bedroom - Single | 4959349 | 0 | Level(Name=L05, Elevation=42550)
1 | 552 | WD!a551 | L05-IPA-GW3-S044-05 | 1 | WD | 0 | Ensuite | 4959350 | 0 | Level(Name=L05, Elevation=42550)
1 | 553 | WD!a552 | L05-IPA-GW3-S044-07 | 1 | WD | 0 | Ensuite | 4959351 | 0 | Level(Name=L05, Elevation=42550)
1 | 554 | WD!a553 | L05-IPA-GW3-S014-08 | 1 | WD | Radiant Panel & Façade HTG Coil | Bedroom - Single | 4959352 | 0 | Level(Name=L05, Elevation=42550)
1 | 555 | WD!a554 | L05-IPA-GW3-S014-09 | 1 | WD | Radiant Panel & Façade HTG Coil | Bedroom - Single | 4959353 | 0 | Level(Name=L05, Elevation=42550)
1 | 556 | WD!a555 | L05-IPA-GW3-S044-09 | 1 | WD | 0 | Ensuite | 4959354 | 0 | Level(Name=L05, Elevation=42550)
1 | 557 | WD!a556 | L05-IPA-GW3-S044-23 | 1 | WD | 0 | Ensuite | 4959355 | 0 | Level(Name=L05, Elevation=42550)
1 | 558 | WD!a557 | L05-IPA-GW3-S013-02 | 1 | WD | Duct Reheat | Bedroom - Single - Isolation | 4959356 | 0 | Level(Name=L05, Elevation=42550)
1 | 559 | WD!a558 | L05-IPA-GW3-S042-01 | 1 | WD | 0 | Ensuite - Assisted | 4959357 | 0 | Level(Name=L05, Elevation=42550)
1 | 560 | WD!a559 | L05-IPA-GW4-S042-01 | 1 | WD | 0 | Ensuite - Assisted | 4959358 | 0 | Level(Name=L05, Elevation=42550)
1 | 561 | WD!a560 | L05-IPA-GW4-S013-01 | 1 | WD | Duct Reheat | Bedroom - Single - Isolation | 4959359 | 0 | Level(Name=L05, Elevation=42550)
1 | 562 | WD!a561 | L05-IPA-GW4-S044-23 | 1 | WD | 0 | Ensuite | 4959360 | 0 | Level(Name=L05, Elevation=42550)
1 | 563 | WD!a562 | L05-IPA-GW4-S044-02 | 1 | WD | 0 | Ensuite | 4959361 | 0 | Level(Name=L05, Elevation=42550)
1 | 564 | WD!a563 | L05-IPA-GW4-S014-02 | 1 | WD | Radiant Panel & Façade HTG Coil | Bedroom - Single | 4959362 | 0 | Level(Name=L05, Elevation=42550)
1 | 565 | WD!a564 | L05-IPA-GW4-S014-03 | 1 | WD | Radiant Panel & Façade HTG Coil | Bedroom - Single | 4959363 | 0 | Level(Name=L05, Elevation=42550)
1 | 566 | WD!a565 | L05-IPA-GW4-S044-04 | 1 | WD | 0 | Ensuite | 4959364 | 0 | Level(Name=L05, Elevation=42550)
1 | 567 | WD!a566 | L05-IPA-GW4-S044-06 | 1 | WD | 0 | Ensuite | 4959365 | 0 | Level(Name=L05, Elevation=42550)
1 | 568 | WD!a567 | L05-IPA-GW4-S014-06 | 1 | WD | Radiant Panel & Façade HTG Coil | Bedroom - Single | 4959366 | 0 | Level(Name=L05, Elevation=42550)
1 | 569 | WD!a568 | L05-IPA-GW4-S014-07 | 1 | WD | Radiant Panel & Façade HTG Coil | Bedroom - Single | 4959367 | 0 | Level(Name=L05, Elevation=42550)
1 | 570 | WD!a569 | L05-IPA-GW4-S044-08 | 1 | WD | 0 | Ensuite | 4959368 | 0 | Level(Name=L05, Elevation=42550)
1 | 571 | WD!a570 | L05-IPA-GW4-S044-10 | 1 | WD | 0 | Ensuite | 4959369 | 0 | Level(Name=L05, Elevation=42550)
1 | 572 | WD!a571 | L05-IPA-GW4-S014-10 | 1 | WD | Radiant Panel & Façade HTG Coil | Bedroom - Single | 4959370 | 0 | Level(Name=L05, Elevation=42550)
1 | 573 | WD!a572 | L05-IPA-GW1-S014-13 | 1 | WD | Radiant Panel & Façade HTG Coil | Bedroom - Single | 4959371 | 0 | Level(Name=L05, Elevation=42550)
1 | 574 | WD!a573 | L05-IPA-GW1-S044-13 | 1 | WD | 0 | Ensuite | 4959372 | 0 | Level(Name=L05, Elevation=42550)
1 | 575 | WD!a574 | L05-IPA-GW1-S044-15 | 1 | WD | 0 | Ensuite | 4959373 | 0 | Level(Name=L05, Elevation=42550)
1 | 576 | WD!a575 | L05-IPA-GW1-S014-16 | 1 | WD | Radiant Panel & Façade HTG Coil | Bedroom - Single | 4959374 | 0 | Level(Name=L05, Elevation=42550)
1 | 577 | WD!a576 | L05-IPA-GW1-S014-17 | 1 | WD | Radiant Panel & Façade HTG Coil | Bedroom - Single | 4959375 | 0 | Level(Name=L05, Elevation=42550)
1 | 578 | WD!a577 | L05-IPA-GW1-S044-17 | 1 | WD | 0 | Ensuite | 4959376 | 0 | Level(Name=L05, Elevation=42550)
1 | 579 | WD!a578 | L05-IPA-GW1-S044-19 | 1 | WD | 0 | Ensuite | 4959377 | 0 | Level(Name=L05, Elevation=42550)
1 | 580 | WD!a579 | L05-IPA-GW1-S014-20 | 1 | WD | Radiant Panel & Façade HTG Coil | Bedroom - Single | 4959378 | 0 | Level(Name=L05, Elevation=42550)
1 | 581 | WD!a580 | L05-IPA-GW1-S014-21 | 1 | WD | Radiant Panel & Façade HTG Coil | Bedroom - Single | 4959379 | 0 | Level(Name=L05, Elevation=42550)
1 | 582 | WD!a581 | L05-IPA-GW1-S044-21 | 1 | WD | 0 | Ensuite | 4959380 | 0 | Level(Name=L05, Elevation=42550)
1 | 583 | WD!a582 | L05-IPA-GW1-S044-23 | 1 | WD | 0 | Ensuite | 4959381 | 0 | Level(Name=L05, Elevation=42550)
1 | 584 | WD!a583 | L05-IPA-GW1-S013-02 | 1 | WD | Duct Reheat | Bedroom - Single - Isolation | 4959382 | 0 | Level(Name=L05, Elevation=42550)
1 | 585 | WD!a584 | L05-IPA-GW2-S013-01 | 1 | WD | Duct Reheat | Bedroom - Single - Isolation | 4959383 | 0 | Level(Name=L05, Elevation=42550)
1 | 586 | WD!a585 | L05-IPA-GW2-S044-23 | 1 | WD | 0 | Ensuite | 4959384 | 0 | Level(Name=L05, Elevation=42550)
1 | 587 | WD!a586 | L05-IPA-GW2-S044-14 | 1 | WD | 0 | Ensuite | 4959385 | 0 | Level(Name=L05, Elevation=42550)
1 | 588 | WD!a587 | L05-IPA-GW2-S014-14 | 1 | WD | Radiant Panel & Façade HTG Coil | Bedroom - Single | 4959386 | 0 | Level(Name=L05, Elevation=42550)
1 | 589 | WD!a588 | L05-IPA-GW2-S014-15 | 1 | WD | Radiant Panel & Façade HTG Coil | Bedroom - Single | 4959387 | 0 | Level(Name=L05, Elevation=42550)
1 | 590 | WD!a589 | L05-IPA-GW2-S044-16 | 1 | WD | 0 | Ensuite | 4959388 | 0 | Level(Name=L05, Elevation=42550)
1 | 591 | WD!a590 | L05-IPA-GW2-S044-18 | 1 | WD | 0 | Ensuite | 4959389 | 0 | Level(Name=L05, Elevation=42550)
1 | 592 | WD!a591 | L05-IPA-GW2-S014-18 | 1 | WD | Radiant Panel & Façade HTG Coil | Bedroom - Single | 4959390 | 0 | Level(Name=L05, Elevation=42550)
1 | 593 | WD!a592 | L05-IPA-GW2-S014-19 | 1 | WD | Radiant Panel & Façade HTG Coil | Bedroom - Single | 4959391 | 0 | Level(Name=L05, Elevation=42550)
1 | 594 | WD!a593 | L05-IPA-GW2-S044-20 | 1 | WD | 0 | Ensuite | 4959392 | 0 | Level(Name=L05, Elevation=42550)
1 | 595 | WD!a594 | L05-IPA-GW2-S044-22 | 1 | WD | 0 | Ensuite | 4959393 | 0 | Level(Name=L05, Elevation=42550)
1 | 596 | WD!a595 | L05-IPA-GW2-S023-01 | 1 | WD | Duct Reheat | Clean Utility | 4959394 | 0 | Level(Name=L05, Elevation=42550)
1 | 597 | WD!a596 | L05-IPA-GW2-S010-01 | 1 | WD | 0 | Bay - Resuscitation | 4959395 | 0 | Level(Name=L05, Elevation=42550)
1 | 598 | WD!a597 | L05-IPA-GW3-S010-01 | 1 | WD | 0 | Bay - Resuscitation | 4959396 | 0 | Level(Name=L05, Elevation=42550)
1 | 599 | WD!a598 | L05-IPA-GW3-S114-01 | 1 | WD | 0 | WC - Staff | 4959397 | 0 | Level(Name=L05, Elevation=42550)
1 | 600 | WD!a599 | L05-IPA-GW4-S044-22 | 1 | WD | 0 | Ensuite | 4959398 | 0 | Level(Name=L05, Elevation=42550)
1 | 601 | WD!a600 | L05-IPA-BDC-S036-01 | 1 | WD | Duct Reheat | Dirty Utility | 4959399 | 0 | Level(Name=L05, Elevation=42550)
1 | 602 | WD!a601 | L05-IPA-GW4-S014-19 | 1 | WD | Radiant Panel & Façade HTG Coil | Bedroom - Single | 4959400 | 0 | Level(Name=L05, Elevation=42550)
1 | 603 | WD!a602 | L05-IPA-GW4-S044-18 | 1 | WD | 0 | Ensuite | 4959401 | 0 | Level(Name=L05, Elevation=42550)
1 | 604 | WD!a603 | L05-IPA-GW4-S044-17 | 1 | WD | 0 | Ensuite | 4959402 | 0 | Level(Name=L05, Elevation=42550)
1 | 605 | WD!a604 | L05-IPA-GW4-S014-18 | 1 | WD | Radiant Panel & Façade HTG Coil | Bedroom - Single | 4959403 | 0 | Level(Name=L05, Elevation=42550)
1 | 606 | WD!a605 | L05-IPA-GW4-S044-21 | 1 | WD | 0 | Ensuite | 4959404 | 0 | Level(Name=L05, Elevation=42550)
1 | 607 | WD!a606 | L05-IPA-SSA-S001-01 | 1 | WD | 0 | Airlock | 4959405 | 0 | Level(Name=L05, Elevation=42550)
1 | 608 | WD!a607 | L05-IPA-BDC-S107-02 | 1 | WD | Duct Reheat | Treatment Room Dressings (One dedicated for MRSA) | 4959406 | 0 | Level(Name=L05, Elevation=42550)
1 | 609 | WD!a608 | L05-IPA-BDC-S107-01 | 1 | WD | Duct Reheat | Treatment Room Dressings (One dedicated for MRSA) | 4959407 | 0 | Level(Name=L05, Elevation=42550)
1 | 610 | WD!a609 | L05-IPA-SSA-U0004-01 | 1 | WD | Radiant Panel | Assisted Bathroom - Large adjacent to Burns Treatment Room | 4959408 | 0 | Level(Name=L05, Elevation=42550)
1 | 611 | WD!a610 | L05-IPA-SSA-S001-02 | 1 | WD | 0 | Airlock | 4959409 | 0 | Level(Name=L05, Elevation=42550)
1 | 612 | WD!a611 | L05-IPA-GW4-S067-01 | 1 | WD | FCU | Pantry | 4959410 | 0 | Level(Name=L05, Elevation=42550)
1 | 613 | WD!a612 | L05-IPA-BDC-S090-01 | 1 | WD | FCU | Staff Base /Sub Wait | 4959411 | 0 | Level(Name=L05, Elevation=42550)
1 | 614 | WD!a613 | L05-IPA-GW4-S014-22 | 1 | WD | Duct Reheat | Bedroom - Single | 4959412 | 0 | Level(Name=L05, Elevation=42550)
1 | 615 | WD!a614 | L05-IPA-GW4-S014-21 | 1 | WD | Duct Reheat | Bedroom - Single | 4959413 | 0 | Level(Name=L05, Elevation=42550)
1 | 616 | WD!a615 | L05-IPA-GW3-S044-11 | 1 | WD | 0 | Ensuite | 4959414 | 0 | Level(Name=L05, Elevation=42550)
1 | 617 | WD!a616 | L05-IPA-GW4-S115-02 | 1 | WD | Radiant Panel | IP Unit Staff Workstations | 4959415 | 0 | Level(Name=L05, Elevation=42550)
1 | 618 | WD!a617 | L05-IPA-GW4-S075-02 | 1 | WD | Radiant Panel | Play Area | 4959416 | 0 | Level(Name=L05, Elevation=42550)
1 | 619 | WD!a618 | L05-IPA-GW4-S075-01 | 1 | WD | Radiant Panel | Play Area | 4959417 | 0 | Level(Name=L05, Elevation=42550)
1 | 620 | WD!a619 | L05-IPA-GW1-S075-01 | 1 | WD | Radiant Panel | Play Area | 4959418 | 0 | Level(Name=L05, Elevation=42550)
1 | 621 | WD!a620 | L05-IPA-GW1-S075-02 | 1 | WD | Radiant Panel | Play Area | 4959419 | 0 | Level(Name=L05, Elevation=42550)
1 | 622 | WD!a621 | L05-IPA-GW1-S115-01 | 1 | WD | Radiant Panel | IP Unit Staff Workstations | 4959420 | 0 | Level(Name=L05, Elevation=42550)
1 | 623 | WD!a622 | L05-IPA-GW3-S115-01 | 1 | WD | Radiant Panel | IP Unit Staff Workstations | 4959421 | 0 | Level(Name=L05, Elevation=42550)
1 | 624 | WD!a623 | L05-IPA-GW3-S075-01 | 1 | WD | Radiant Panel | Play Area | 4959422 | 0 | Level(Name=L05, Elevation=42550)
1 | 625 | WD!a624 | L05-IPA-GW3-S115-02 | 1 | WD | Radiant Panel | IP Unit Staff Workstations | 4959423 | 0 | Level(Name=L05, Elevation=42550)
1 | 626 | WD!a625 | L05-IPA-GW2-S115-01 | 1 | WD | Radiant Panel | IP Unit Staff Workstations | 4959424 | 0 | Level(Name=L05, Elevation=42550)
1 | 627 | WD!a626 | L05-IPA-GW2-S075-01 | 1 | WD | Radiant Panel | Play Area | 4959425 | 0 | Level(Name=L05, Elevation=42550)
1 | 628 | WD!a627 | L05-IPA-GW2-S115-02 | 1 | WD | Radiant Panel | IP Unit Staff Workstations | 4959426 | 0 | Level(Name=L05, Elevation=42550)
1 | 629 | WD!a628 | L05-IPA-GW1-S014-03 | 1 | WD | Radiant Panel & Façade HTG Coil | Bedroom - Single | 4959427 | 0 | Level(Name=L05, Elevation=42550)
1 | 630 | WD!a629 | L05-IPA-GW1-S044-04 | 1 | WD | 0 | Ensuite | 4959428 | 0 | Level(Name=L05, Elevation=42550)
1 | 631 | WD!a630 | L05-IPA-GW1-S014-04 | 1 | WD | Radiant Panel & Façade HTG Coil | Bedroom - Single | 4959429 | 0 | Level(Name=L05, Elevation=42550)
1 | 632 | WD!a631 | L05-IPA-GW1-S014-05 | 1 | WD | Radiant Panel & Façade HTG Coil | Bedroom - Single | 4959430 | 0 | Level(Name=L05, Elevation=42550)
1 | 633 | WD!a632 | L05-IPA-GW1-S044-06 | 1 | WD | 0 | Ensuite | 4959431 | 0 | Level(Name=L05, Elevation=42550)
1 | 634 | WD!a633 | L05-IPA-GW1-S014-06 | 1 | WD | Radiant Panel & Façade HTG Coil | Bedroom - Single | 4959432 | 0 | Level(Name=L05, Elevation=42550)
1 | 635 | WD!a634 | L05-IPA-GW1-S014-01 | 1 | WD | Radiant Panel & Façade HTG Coil | Bedroom - Single | 4959433 | 0 | Level(Name=L05, Elevation=42550)
1 | 636 | WD!a635 | L05-IPA-GW1-S044-02 | 1 | WD | 0 | Ensuite | 4959434 | 0 | Level(Name=L05, Elevation=42550)
1 | 637 | WD!a636 | L05-IPA-GW1-S014-02 | 1 | WD | Radiant Panel & Façade HTG Coil | Bedroom - Single | 4959435 | 0 | Level(Name=L05, Elevation=42550)
1 | 638 | WD!a637 | L05-IPA-GW1-S014-07 | 1 | WD | Radiant Panel & Façade HTG Coil | Bedroom - Single | 4959436 | 0 | Level(Name=L05, Elevation=42550)
1 | 639 | WD!a638 | L05-IPA-GW1-S044-08 | 1 | WD | 0 | Ensuite | 4959437 | 0 | Level(Name=L05, Elevation=42550)
1 | 640 | WD!a639 | L05-IPA-GW1-S014-08 | 1 | WD | Radiant Panel & Façade HTG Coil | Bedroom - Single | 4959438 | 0 | Level(Name=L05, Elevation=42550)
1 | 641 | WD!a640 | L05-IPA-GW1-S014-09 | 1 | WD | Radiant Panel & Façade HTG Coil | Bedroom - Single | 4959439 | 0 | Level(Name=L05, Elevation=42550)
1 | 642 | WD!a641 | L05-IPA-GW1-S044-10 | 1 | WD | 0 | Ensuite | 4959440 | 0 | Level(Name=L05, Elevation=42550)
1 | 643 | WD!a642 | L05-IPA-GW1-S014-10 | 1 | WD | Radiant Panel & Façade HTG Coil | Bedroom - Single | 4959441 | 0 | Level(Name=L05, Elevation=42550)
1 | 644 | WD!a643 | L05-IPA-GW2-S014-03 | 1 | WD | Radiant Panel & Façade HTG Coil | Bedroom - Single | 4959442 | 0 | Level(Name=L05, Elevation=42550)
1 | 645 | WD!a644 | L05-IPA-GW2-S044-03 | 1 | WD | 0 | Ensuite | 4959443 | 0 | Level(Name=L05, Elevation=42550)
1 | 646 | WD!a645 | L05-IPA-GW2-S014-04 | 1 | WD | Radiant Panel & Façade HTG Coil | Bedroom - Single | 4959444 | 0 | Level(Name=L05, Elevation=42550)
1 | 647 | WD!a646 | L05-IPA-GW2-S014-05 | 1 | WD | Radiant Panel & Façade HTG Coil | Bedroom - Single | 4959445 | 0 | Level(Name=L05, Elevation=42550)
1 | 648 | WD!a647 | L05-IPA-GW2-S044-05 | 1 | WD | 0 | Ensuite | 4959446 | 0 | Level(Name=L05, Elevation=42550)
1 | 649 | WD!a648 | L05-IPA-GW2-S014-06 | 1 | WD | Radiant Panel & Façade HTG Coil | Bedroom - Single | 4959447 | 0 | Level(Name=L05, Elevation=42550)
1 | 650 | WD!a649 | L05-IPA-GW2-S014-07 | 1 | WD | Radiant Panel & Façade HTG Coil | Bedroom - Single | 4959448 | 0 | Level(Name=L05, Elevation=42550)
1 | 651 | WD!a650 | L05-IPA-GW2-S044-07 | 1 | WD | 0 | Ensuite | 4959449 | 0 | Level(Name=L05, Elevation=42550)
1 | 652 | WD!a651 | L05-IPA-GW2-S014-08 | 1 | WD | Radiant Panel & Façade HTG Coil | Bedroom - Single | 4959450 | 0 | Level(Name=L05, Elevation=42550)
1 | 653 | WD!a652 | L05-IPA-GW2-S014-09 | 1 | WD | Radiant Panel & Façade HTG Coil | Bedroom - Single | 4959451 | 0 | Level(Name=L05, Elevation=42550)
1 | 654 | WD!a653 | L05-IPA-GW2-S044-09 | 1 | WD | 0 | Ensuite | 4959452 | 0 | Level(Name=L05, Elevation=42550)
1 | 655 | WD!a654 | L05-IPA-GW2-S014-10 | 1 | WD | Radiant Panel & Façade HTG Coil | Bedroom - Single | 4959453 | 0 | Level(Name=L05, Elevation=42550)
1 | 656 | WD!a655 | L05-IPA-GW2-S014-11 | 1 | WD | Radiant Panel & Façade HTG Coil | Bedroom - Single | 4959454 | 0 | Level(Name=L05, Elevation=42550)
1 | 657 | WD!a656 | L05-IPA-GW2-S044-11 | 1 | WD | 0 | Ensuite | 4959455 | 0 | Level(Name=L05, Elevation=42550)
1 | 658 | WD!a657 | L05-IPA-GW2-S014-12 | 1 | WD | Radiant Panel & Façade HTG Coil | Bedroom - Single | 4959456 | 0 | Level(Name=L05, Elevation=42550)
1 | 659 | WD!a658 | L05-IPA-GW4-S076-01 | 1 | WD | Radiant Panel | Play Area | 4959457 | 0 | Level(Name=L05, Elevation=42550)
1 | 660 | WD!a659 | L05-IPA-GW3-S014-12 | 1 | WD | Radiant Panel & Façade HTG Coil | Bedroom - Single | 4959458 | 0 | Level(Name=L05, Elevation=42550)
1 | 661 | WD!a660 | L05-IPA-GW3-S044-13 | 1 | WD | 0 | Ensuite | 4959459 | 0 | Level(Name=L05, Elevation=42550)
1 | 662 | WD!a661 | L05-IPA-GW3-S014-13 | 1 | WD | Radiant Panel & Façade HTG Coil | Bedroom - Single | 4959460 | 0 | Level(Name=L05, Elevation=42550)
1 | 663 | WD!a662 | L05-IPA-GW3-S014-14 | 1 | WD | Radiant Panel & Façade HTG Coil | Bedroom - Single | 4959461 | 0 | Level(Name=L05, Elevation=42550)
1 | 664 | WD!a663 | L05-IPA-GW3-S044-15 | 1 | WD | 0 | Ensuite | 4959462 | 0 | Level(Name=L05, Elevation=42550)
1 | 665 | WD!a664 | L05-IPA-GW3-S014-15 | 1 | WD | Radiant Panel & Façade HTG Coil | Bedroom - Single | 4959463 | 0 | Level(Name=L05, Elevation=42550)
1 | 666 | WD!a665 | L05-IPA-GW3-S014-16 | 1 | WD | Radiant Panel & Façade HTG Coil | Bedroom - Single | 4959464 | 0 | Level(Name=L05, Elevation=42550)
1 | 667 | WD!a666 | L05-IPA-GW3-S044-17 | 1 | WD | 0 | Ensuite | 4959465 | 0 | Level(Name=L05, Elevation=42550)
1 | 668 | WD!a667 | L05-IPA-GW3-S014-17 | 1 | WD | Radiant Panel & Façade HTG Coil | Bedroom - Single | 4959466 | 0 | Level(Name=L05, Elevation=42550)
1 | 669 | WD!a668 | L05-IPA-GW3-S014-18 | 1 | WD | Radiant Panel & Façade HTG Coil | Bedroom - Single | 4959467 | 0 | Level(Name=L05, Elevation=42550)
1 | 670 | WD!a669 | L05-IPA-GW3-S044-19 | 1 | WD | 0 | Ensuite | 4959468 | 0 | Level(Name=L05, Elevation=42550)
1 | 671 | WD!a670 | L05-IPA-GW3-S014-19 | 1 | WD | Radiant Panel & Façade HTG Coil | Bedroom - Single | 4959469 | 0 | Level(Name=L05, Elevation=42550)
1 | 672 | WD!a671 | L05-IPA-GW3-U1432-01 | 1 | WD | Radiant Panel | Neurosurgery School Classroom + Store | 4959470 | 0 | Level(Name=L05, Elevation=42550)
1 | 673 | WD!a672 | L05-IPA-GW3-S140-02 | 1 | WD | Radiant Panel | Store | 4959471 | 0 | Level(Name=L05, Elevation=42550)
1 | 674 | WD!a673 | L05-IPA-GW3-S014-11 | 1 | WD | Radiant Panel & Façade HTG Coil | Bedroom - Single | 4959472 | 0 | Level(Name=L05, Elevation=42550)
1 | 675 | WD!a674 | L05-IPA-GW3-S044-22 | 1 | WD | 0 | Ensuite | 4959473 | 0 | Level(Name=L05, Elevation=42550)
1 | 676 | WD!a675 | L05-IPA-GW3-S014-22 | 1 | WD | Radiant Panel & Façade HTG Coil | Bedroom - Single | 4959474 | 0 | Level(Name=L05, Elevation=42550)
1 | 677 | WD!a676 | L05-IPA-GW3-S135-01 | 1 | WD | 0 | Shower - Staff | 4959475 | 0 | Level(Name=L05, Elevation=42550)
1 | 678 | WD!a677 | L05-IPA-GW2-S114-02 | 1 | WD | 0 | WC - Staff | 4959476 | 0 | Level(Name=L05, Elevation=42550)
1 | 679 | WD!a678 | L05-IPA-GW4-L002-01 | 1 | WD | FCU | Admin Wkst - 2P + IP Wkst - 1P | 4959477 | 0 | Level(Name=L05, Elevation=42550)
1 | 680 | WD!a679 | L05-IPA-SHS-S094-01 | 1 | WD | FCU | Staff Lounge/Beverage Bay with Lockers | 4959478 | 0 | Level(Name=L05, Elevation=42550)
1 | 681 | WD!a680 | L05-IPA-SHS-S094-02 | 1 | WD | FCU | Staff Lounge/Beverage Bay with Lockers | 4959479 | 0 | Level(Name=L05, Elevation=42550)
1 | 682 | WD!a681 | L05-IPA-GW1-L002-01 | 1 | WD | FCU | Admin Wkst - 2P + IP Wkst - 1P | 4959480 | 0 | Level(Name=L05, Elevation=42550)
1 | 683 | WD!a682 | L05-IPA-GW2-S056-01 | 1 | WD | 0 | Bay - Linen (one per Cluster) | 4959481 | 0 | Level(Name=L05, Elevation=42550)
1 | 684 | WD!a683 | L05-IPA-GW2-S049-01 | 1 | WD | 0 | Hub (Printing and Scanning) | 4959482 | 0 | Level(Name=L05, Elevation=42550)
1 | 685 | WD!a684 | L05-IPA-GW2-S093-01 | 1 | WD | FCU | Staff Base (1 per Cluster) | 4959483 | 0 | Level(Name=L05, Elevation=42550)
1 | 686 | WD!a685 | L05-IPA-GW3-S080-02 | 1 | WD | Duct Reheat | Prepared Feeds/ Breast Milk Store | 4959484 | 0 | Level(Name=L05, Elevation=42550)
1 | 687 | WD!a686 | L05-IPA-GW3-S115-06 | 1 | WD | FCU | Nursing Team Wkst | 4959485 | 0 | Level(Name=L05, Elevation=42550)
1 | 688 | WD!a687 | L05-IPA-GW3-S093-02 | 1 | WD | FCU | Staff Base (1 per Cluster) | 4959486 | 0 | Level(Name=L05, Elevation=42550)
1 | 689 | WD!a688 | L05-IPA-GW3-S013-01 | 1 | WD | Duct Reheat | Bedroom - Single - Isolation | 4959487 | 0 | Level(Name=L05, Elevation=42550)
1 | 690 | WD!a689 | L05-IPA-GW3-S014-10 | 1 | WD | Radiant Panel & Façade HTG Coil | Bedroom - Single | 4959488 | 0 | Level(Name=L05, Elevation=42550)
1 | 691 | WD!a690 | L05-IPA-GW3-S152-03 | 1 | WD | 0 | Wash Hand Basins | 4959489 | 0 | Level(Name=L05, Elevation=42550)
1 | 692 | WD!a691 | L05-IPA-GW3-S014-07 | 1 | WD | Radiant Panel & Façade HTG Coil | Bedroom - Single | 4959490 | 0 | Level(Name=L05, Elevation=42550)
1 | 693 | WD!a692 | L05-IPA-GW3-S014-06 | 1 | WD | Radiant Panel & Façade HTG Coil | Bedroom - Single | 4959491 | 0 | Level(Name=L05, Elevation=42550)
1 | 694 | WD!a693 | L05-IPA-GW3-S152-02 | 1 | WD | 0 | Wash Hand Basins | 4959492 | 0 | Level(Name=L05, Elevation=42550)
1 | 695 | WD!a694 | L05-IPA-GW3-S014-03 | 1 | WD | Radiant Panel & Façade HTG Coil | Bedroom - Single | 4959493 | 0 | Level(Name=L05, Elevation=42550)
1 | 696 | WD!a695 | L05-IPA-GW3-S014-02 | 1 | WD | Radiant Panel & Façade HTG Coil | Bedroom - Single | 4959494 | 0 | Level(Name=L05, Elevation=42550)
1 | 697 | WD!a696 | L05-IPA-GW3-S152-01 | 1 | WD | 0 | Wash Hand Basins | 4959495 | 0 | Level(Name=L05, Elevation=42550)
1 | 698 | WD!a697 | L05-IPA-GW4-S013-02 | 1 | WD | Duct Reheat | Bedroom - Single - Isolation | 4959496 | 0 | Level(Name=L05, Elevation=42550)
1 | 699 | WD!a698 | L05-IPA-GW4-S014-01 | 1 | WD | Radiant Panel & Façade HTG Coil | Bedroom - Single | 4959497 | 0 | Level(Name=L05, Elevation=42550)
1 | 700 | WD!a699 | L05-IPA-GW4-S152-01 | 1 | WD | 0 | Wash Hand Basins | 4959498 | 0 | Level(Name=L05, Elevation=42550)
1 | 701 | WD!a700 | L05-IPA-GW4-S014-05 | 1 | WD | Radiant Panel & Façade HTG Coil | Bedroom - Single | 4959499 | 0 | Level(Name=L05, Elevation=42550)
1 | 702 | WD!a701 | L05-IPA-GW4-S014-04 | 1 | WD | Radiant Panel & Façade HTG Coil | Bedroom - Single | 4959500 | 0 | Level(Name=L05, Elevation=42550)
1 | 703 | WD!a702 | L05-IPA-GW4-S014-09 | 1 | WD | Radiant Panel & Façade HTG Coil | Bedroom - Single | 4959502 | 0 | Level(Name=L05, Elevation=42550)
1 | 704 | WD!a703 | L05-IPA-GW4-S014-08 | 1 | WD | Radiant Panel & Façade HTG Coil | Bedroom - Single | 4959503 | 0 | Level(Name=L05, Elevation=42550)
1 | 705 | WD!a704 | L05-IPA-GW4-S152-03 | 1 | WD | 0 | Wash Hand Basins | 4959504 | 0 | Level(Name=L05, Elevation=42550)
1 | 706 | WD!a705 | L05-IPA-GW2-S013-02 | 1 | WD | Duct Reheat | Bedroom - Single - Isolation | 4959505 | 0 | Level(Name=L05, Elevation=42550)
1 | 707 | WD!a706 | L05-IPA-GW2-S014-13 | 1 | WD | Radiant Panel & Façade HTG Coil | Bedroom - Single | 4959506 | 0 | Level(Name=L05, Elevation=42550)
1 | 708 | WD!a707 | L05-IPA-GW2-S152-03 | 1 | WD | 0 | Wash Hand Basins | 4959507 | 0 | Level(Name=L05, Elevation=42550)
1 | 709 | WD!a708 | L05-IPA-GW2-S014-17 | 1 | WD | Radiant Panel & Façade HTG Coil | Bedroom - Single | 4959508 | 0 | Level(Name=L05, Elevation=42550)
1 | 710 | WD!a709 | L05-IPA-GW2-S014-16 | 1 | WD | Radiant Panel & Façade HTG Coil | Bedroom - Single | 4959509 | 0 | Level(Name=L05, Elevation=42550)
1 | 711 | WD!a710 | L05-IPA-GW2-S152-02 | 1 | WD | 0 | Wash Hand Basins | 4959510 | 0 | Level(Name=L05, Elevation=42550)
1 | 712 | WD!a711 | L05-IPA-GW2-S014-21 | 1 | WD | Radiant Panel & Façade HTG Coil | Bedroom - Single | 4959511 | 0 | Level(Name=L05, Elevation=42550)
1 | 713 | WD!a712 | L05-IPA-GW2-S014-20 | 1 | WD | Radiant Panel & Façade HTG Coil | Bedroom - Single | 4959512 | 0 | Level(Name=L05, Elevation=42550)
1 | 714 | WD!a713 | L05-IPA-GW2-S152-01 | 1 | WD | 0 | Wash Hand Basins | 4959513 | 0 | Level(Name=L05, Elevation=42550)
1 | 715 | WD!a714 | L05-IPA-GW1-S013-01 | 1 | WD | Duct Reheat | Bedroom - Single - Isolation | 4959514 | 0 | Level(Name=L05, Elevation=42550)
1 | 716 | WD!a715 | L05-IPA-GW1-S014-22 | 1 | WD | Radiant Panel & Façade HTG Coil | Bedroom - Single | 4959515 | 0 | Level(Name=L05, Elevation=42550)
1 | 717 | WD!a716 | L05-IPA-GW1-S152-03 | 1 | WD | 0 | Wash Hand Basins | 4959516 | 0 | Level(Name=L05, Elevation=42550)
1 | 718 | WD!a717 | L05-IPA-GW1-S014-19 | 1 | WD | Radiant Panel & Façade HTG Coil | Bedroom - Single | 4959517 | 0 | Level(Name=L05, Elevation=42550)
1 | 719 | WD!a718 | L05-IPA-GW1-S014-18 | 1 | WD | Radiant Panel & Façade HTG Coil | Bedroom - Single | 4959518 | 0 | Level(Name=L05, Elevation=42550)
1 | 720 | WD!a719 | L05-IPA-GW1-S152-02 | 1 | WD | 0 | Wash Hand Basins | 4959519 | 0 | Level(Name=L05, Elevation=42550)
1 | 721 | WD!a720 | L05-IPA-GW1-S014-15 | 1 | WD | Radiant Panel & Façade HTG Coil | Bedroom - Single | 4959520 | 0 | Level(Name=L05, Elevation=42550)
1 | 722 | WD!a721 | L05-IPA-GW1-S014-14 | 1 | WD | Radiant Panel & Façade HTG Coil | Bedroom - Single | 4959521 | 0 | Level(Name=L05, Elevation=42550)
1 | 723 | WD!a722 | L05-IPA-GW1-S152-01 | 1 | WD | 0 | Wash Hand Basins | 4959522 | 0 | Level(Name=L05, Elevation=42550)
1 | 724 | WD!a723 | L05-IPA-CIR-C001-22 | 1 | WD | Radiant Panel | Corridor | 4959523 | 0 | Level(Name=L05, Elevation=42550)
1 | 725 | WD!a724 | L05-IPA-SHS-S062-04 | 1 | WD | FCU | Meeting Room | 4959524 | 0 | Level(Name=L05, Elevation=42550)
1 | 726 | WD!a725 | L05-IPA-SHS-S062-02 | 1 | WD | FCU | Meeting Room | 4959525 | 0 | Level(Name=L05, Elevation=42550)
1 | 727 | WD!a726 | L05-IPA-SHS-S062-03 | 1 | WD | FCU | Meeting Room | 4959526 | 0 | Level(Name=L05, Elevation=42550)
1 | 728 | WD!a727 | L05-IPA-GW1-S114-01 | 1 | WD | 0 | WC - Staff | 4959527 | 0 | Level(Name=L05, Elevation=42550)
1 | 729 | WD!a728 | L05-IPA-GW4-S135-01 | 1 | WD | 0 | Shower - Staff | 4959528 | 0 | Level(Name=L05, Elevation=42550)
1 | 730 | WD!a729 | L05-IPA-SHS-S110-01 | 1 | WD | 0 | WC - Accessible with Baby Change | 4959529 | 0 | Level(Name=L05, Elevation=42550)
1 | 731 | WD!a730 | L05-IPA-GW1-S051-01 | 1 | WD | FCU | Infant Feeding Room | 4959530 | 0 | Level(Name=L05, Elevation=42550)
1 | 732 | WD!a731 | L05-IPA-GW4-S007-01 | 1 | WD | 0 | Bay - Hoist | 4959531 | 0 | Level(Name=L05, Elevation=42550)
1 | 733 | WD!a732 | L05-IPA-GW1-S007-01 | 1 | WD | 0 | Bay - Hoist | 4959532 | 0 | Level(Name=L05, Elevation=42550)
1 | 734 | WD!a733 | L05-IPA-GW2-S014-22 | 1 | WD | Radiant Panel & Façade HTG Coil | Bedroom - Single | 4959533 | 0 | Level(Name=L05, Elevation=42550)
1 | 735 | WD!a734 | L05-IPA-SHS-S113-02 | 1 | WD | 0 | WC - Public | 4959534 | 0 | Level(Name=L05, Elevation=42550)
1 | 736 | WD!a735 | L05-IPA-GW2-S093-02 | 1 | WD | FCU | Staff Base (1 per Cluster) | 4959535 | 0 | Level(Name=L05, Elevation=42550)
1 | 737 | WD!a736 | L05-IPA-GW2-S042-01 | 1 | WD | 0 | Ensuite - Assisted | 4959536 | 0 | Level(Name=L05, Elevation=42550)
1 | 738 | WD!a737 | L04-NUT-DHO-S147-01 | 4 | WD | Radiant Panel & Façade HTG Coil | Waiting - Shared with OPD and Day Care and Dialysis | 4959537 | 0 | Level(Name=L05, Elevation=42550)
1 | 739 | WD!a738 | L05-IPA-SHS-S113-01 | 1 | WD | 0 | WC - Public | 4959538 | 0 | Level(Name=L05, Elevation=42550)
1 | 740 | WD!a739 | L05-IPA-GW1-S068-01 | 1 | WD | FCU | Patient / Family Dining | 4959539 | 0 | Level(Name=L05, Elevation=42550)
1 | 741 | WD!a740 | L05-IPA-GW1-S076-01 | 1 | WD | Radiant Panel | Play Area | 4959540 | 0 | Level(Name=L05, Elevation=42550)
1 | 742 | WD!a741 | L05-IPA-GW2-S076-01 | 1 | WD | Radiant Panel | Play Area | 4959541 | 0 | Level(Name=L05, Elevation=42550)
1 | 743 | WD!a742 | L05-IPA-GW2-S068-01 | 1 | WD | FCU | Patient / Family Dining | 4959542 | 0 | Level(Name=L05, Elevation=42550)
1 | 744 | WD!a743 | L05-IPA-GW3-S107-01 | 1 | WD | Duct Reheat | Treatment / Minor Procedure Room | 4959543 | 0 | Level(Name=L05, Elevation=42550)
1 | 745 | WD!a744 | L04-ONC-INP-S114-03 | 2 | WD | 0 | WC - Staff | 4959544 | 0 | Level(Name=L05, Elevation=42550)
1 | 746 | WD!a745 | L05-IPA-GW4-S115-06 | 1 | WD | FCU | Nursing Team Wkst | 4959545 | 0 | Level(Name=L05, Elevation=42550)
1 | 747 | WD!a746 | L05-IPA-GW4-S152-02 | 1 | WD | 0 | Wash Hand Basins | 4959546 | 0 | Level(Name=L05, Elevation=42550)
1 | 748 | WD!a747 | L05-IPA-GW2-S036-02 | 1 | WD | Duct Reheat | Dirty Utility | 4959547 | 0 | Level(Name=L05, Elevation=42550)
1 | 749 | WD!a748 | L05-IPA-GW2-S114-01 | 1 | WD | 0 | WC - Staff | 4959548 | 0 | Level(Name=L05, Elevation=42550)
1 | 750 | WD!a749 | L05-IPA-GW2-S112-01 | 1 | WD | 0 | WC - Assisted with Baby Change | 4959549 | 0 | Level(Name=L05, Elevation=42550)
1 | 751 | WD!a750 | L05-IPA-GW2-S036-01 | 1 | WD | Duct Reheat | Dirty Utility | 4959550 | 0 | Level(Name=L05, Elevation=42550)
1 | 752 | WD!a751 | L05-IPA-GW2-S115-06 | 1 | WD | FCU | Nursing Team Wkst | 4959551 | 0 | Level(Name=L05, Elevation=42550)
1 | 753 | WD!a752 | L05-IPA-GW1-S114-02 | 1 | WD | 0 | WC - Staff | 4959552 | 0 | Level(Name=L05, Elevation=42550)
1 | 754 | WD!a753 | L05-IPA-GW1-S115-06 | 1 | WD | FCU | Nursing Team Wkst | 4959553 | 0 | Level(Name=L05, Elevation=42550)
1 | 755 | WD!a754 | L05-IPA-GW3-S152-04 | 1 | WD | 0 | Wash Hand Basins | 4959554 | 0 | Level(Name=L05, Elevation=42550)
1 | 756 | WD!a755 | L05-IPA-GW1-S152-04 | 1 | WD | 0 | Wash Hand Basins | 4959555 | 0 | Level(Name=L05, Elevation=42550)
1 | 757 | WD!a756 | L05-IPA-SHS-S057-02 | 1 | WD | Radiant Panel | Parent Lounge with Beverage Bay | 4959556 | 0 | Level(Name=L05, Elevation=42550)
1 | 758 | WD!a757 | L05-IPA-SHS-S057-01 | 1 | WD | Radiant Panel | Parent Lounge with Beverage Bay | 4959560 | 0 | Level(Name=L05, Elevation=42550)
1 | 759 | WD!a758 | L05-IPA-SSA-U0006-01 | 1 | WD | Duct Reheat | Dressing Prep Room | 4959561 | 0 | Level(Name=L05, Elevation=42550)
1 | 760 | WD!a759 | L05-IPA-GW4-S056-01 | 1 | WD | 0 | Bay - Linen (one per Cluster) | 4959562 | 0 | Level(Name=L05, Elevation=42550)
1 | 761 | WD!a760 | L05-IPA-GW4-S080-02 | 1 | WD | Duct Reheat | Prepared Feeds/ Breast Milk Store | 4959563 | 0 | Level(Name=L05, Elevation=42550)
1 | 762 | WD!a761 | L05-IPA-GW4-S068-01 | 1 | WD | FCU | Patient / Family Dining | 4959564 | 0 | Level(Name=L05, Elevation=42550)
1 | 763 | WD!a762 | L05-IPA-BDC-S023-01 | 1 | WD | Duct Reheat | Clean Utility incorporating Dressing Store | 4959565 | 0 | Level(Name=L05, Elevation=42550)
1 | 764 | WD!a763 | L05-IPA-SHS-S012-02 | 1 | WD | Radiant Panel | Bed Pram Cot Storage | 4959566 | 0 | Level(Name=L05, Elevation=42550)
1 | 765 | WD!a764 | L05-IPA-BDC-S005-01 | 1 | WD | Radiant Panel | Assisted Bathroom - Burns Dressing adjacent to Treatment Room | 4959567 | 0 | Level(Name=L05, Elevation=42550)
1 | 766 | WD!a765 | L05-IPA-GW4-S139-02 | 1 | WD | Radiant Panel | Store | 4959568 | 0 | Level(Name=L05, Elevation=42550)
1 | 767 | WD!a766 | L05-IPA-GW3-S053-01 | 1 | WD | Duct Reheat | Interview Room | 4959569 | 0 | Level(Name=L05, Elevation=42550)
1 | 768 | WD!a767 | L05-IPA-GW4-S053-01 | 1 | WD | Duct Reheat | Interview Room | 4959570 | 0 | Level(Name=L05, Elevation=42550)
1 | 769 | WD!a768 | L05-IPA-GW3-S056-02 | 1 | WD | 0 | Bay - Linen (one per Cluster) | 4959571 | 0 | Level(Name=L05, Elevation=42550)
1 | 770 | WD!a769 | L05-IPA-SSS-S133-01 | 1 | WD | FCU | Reporting Bay | 4959572 | 0 | Level(Name=L05, Elevation=42550)
1 | 771 | WD!a770 | L05-IPA-SSS-S123-01 | 1 | WD | FCU | Observation Station | 4959573 | 0 | Level(Name=L05, Elevation=42550)
1 | 772 | WD!a771 | L05-IPA-GW3-S023-02 | 1 | WD | Duct Reheat | Clean Utility | 4959574 | 0 | Level(Name=L05, Elevation=42550)
1 | 773 | WD!a772 | L05-IPA-GW3-S067-01 | 1 | WD | FCU | Pantry | 4959575 | 0 | Level(Name=L05, Elevation=42550)
1 | 774 | WD!a773 | L05-IPA-GW3-S019-01 | 1 | WD | FCU | Central Workstation | 4959576 | 0 | Level(Name=L05, Elevation=42550)
1 | 775 | WD!a774 | L05-IPA-GW3-S139-01 | 1 | WD | Radiant Panel | Store | 4959577 | 0 | Level(Name=L05, Elevation=42550)
1 | 776 | WD!a775 | L05-IPA-GW3-S140-01 | 1 | WD | Radiant Panel | Store | 4959578 | 0 | Level(Name=L05, Elevation=42550)
1 | 777 | WD!a776 | L05-IPA-GW3-S076-01 | 1 | WD | Radiant Panel | Play Area | 4959579 | 0 | Level(Name=L05, Elevation=42550)
1 | 778 | WD!a777 | L05-IPA-SHS-S062-01 | 1 | WD | FCU | Meeting Room | 4959580 | 0 | Level(Name=L05, Elevation=42550)
1 | 779 | WD!a778 | L05-IPA-GW1-S084-01 | 1 | WD | 0 | School Store (to be allocated from School SOA) | 4959581 | 0 | Level(Name=L05, Elevation=42550)
1 | 780 | WD!a779 | L05-IPA-GW2-S060-01 | 1 | WD | Duct Reheat | MDT Therapy Room | 4959582 | 0 | Level(Name=L05, Elevation=42550)
1 | 781 | WD!a780 | L05-IPA-GW2-S056-02 | 1 | WD | 0 | Bay - Linen (one per Cluster) | 4959583 | 0 | Level(Name=L05, Elevation=42550)
1 | 782 | WD!a781 | L05-IPA-GW2-S023-02 | 1 | WD | Duct Reheat | Clean Utility | 4959584 | 0 | Level(Name=L05, Elevation=42550)
1 | 783 | WD!a782 | L05-IPA-GW2-S019-01 | 1 | WD | FCU | Central Workstation | 4959585 | 0 | Level(Name=L05, Elevation=42550)
1 | 784 | WD!a783 | L05-IPA-GW2-S072-01 | 1 | WD | Duct Reheat | Pharmacy Prep Room | 4959586 | 0 | Level(Name=L05, Elevation=42550)
1 | 785 | WD!a784 | L05-IPA-SHS-S022-01 | 1 | WD | Duct Reheat | Clean Delivery Hub | 4959587 | 0 | Level(Name=L05, Elevation=42550)
1 | 786 | WD!a785 | L05-IPA-GW1-S025-01 | 1 | WD | 0 | Cleaners Room | 4959588 | 0 | Level(Name=L05, Elevation=42550)
1 | 787 | WD!a786 | L05-IPA-CIR-C001-20 | 1 | WD | Radiant Panel | Corridor | 4959589 | 0 | Level(Name=L05, Elevation=42550)
1 | 788 | WD!a787 | L05-IPA-SHS-S109-01 | 1 | WD | 0 | WC - Accessible | 4959590 | 0 | Level(Name=L05, Elevation=42550)
1 | 789 | WD!a788 | L05-IPA-SHS-S012-01 | 1 | WD | Radiant Panel | Bed Pram Cot Storage | 4959591 | 0 | Level(Name=L05, Elevation=42550)
1 | 790 | WD!a789 | L05-IPA-SHS-S109-02 | 1 | WD | 0 | WC - Accessible | 4959592 | 0 | Level(Name=L05, Elevation=42550)
1 | 791 | WD!a790 | L05-IPA-GW3-S068-01 | 1 | WD | FCU | Patient / Family Dining | 4959593 | 0 | Level(Name=L05, Elevation=42550)
1 | 792 | WD!a791 | L05-IPA-SHS-S022-02 | 1 | WD | Duct Reheat | Clean Delivery Hub | 4959594 | 0 | Level(Name=L05, Elevation=42550)
1 | 793 | WD!a792 | L05-IPA-GW2-S025-01 | 1 | WD | 0 | Cleaners Room | 4959595 | 0 | Level(Name=L05, Elevation=42550)
1 | 794 | WD!a793 | L05-IPA-CIR-C001-15 | 1 | WD | Radiant Panel | Corridor | 4959596 | 0 | Level(Name=L05, Elevation=42550)
1 | 795 | WD!a794 | L05-IPA-GW3-L002-01 | 1 | WD | FCU | Admin Wkst - 2P | 4959597 | 0 | Level(Name=L05, Elevation=42550)
1 | 796 | WD!a795 | L05-CIR-CIR-C001-01 | 1 | WD | Radiant Panel | Corridor | 4959600 | 0 | Level(Name=L05, Elevation=42550)
1 | 797 | WD!a796 | L05-CIR-CIR-C004-01 | 1 | WD | Radiant Panel | Hospital Street Shared Corridor (Between Departments) | 4959601 | 0 | Level(Name=L05, Elevation=42550)
1 | 798 | WD!a797 | L05-IPA-GW1-S042-01 | 1 | WD | 0 | Ensuite - Assisted | 4959602 | 0 | Level(Name=L05, Elevation=42550)
1 | 799 | WD!a798 | L05-IPA-GW2-S007-01 | 1 | WD | 0 | Bay - Hoist | 4959603 | 0 | Level(Name=L05, Elevation=42550)
1 | 800 | WD!a799 | L05-IPA-GW3-S007-01 | 1 | WD | 0 | Bay - Hoist | 4959604 | 0 | Level(Name=L05, Elevation=42550)
1 | 801 | WD!a800 | L05-IPA-GW2-S001-01 | 1 | WD | 0 | Airlock | 4959605 | 0 | Level(Name=L05, Elevation=42550)
1 | 802 | WD!a801 | L05-IPA-GW1-S067-01 | 1 | WD | FCU | Pantry | 4959606 | 0 | Level(Name=L05, Elevation=42550)
1 | 803 | WD!a802 | L05-HUB-ITH-S118-01 | 1 | WD | FCU | IT Hub | 4959607 | 0 | Level(Name=L05, Elevation=42550)
1 | 804 | WD!a803 | L05-IPA-GW1-S056-01 | 1 | WD | 0 | Bay - Linen (one per Cluster) | 4959608 | 0 | Level(Name=L05, Elevation=42550)
1 | 805 | WD!a804 | L05-IPA-GW1-S139-03 | 1 | WD | 0 | Store | 4959609 | 0 | Level(Name=L05, Elevation=42550)
1 | 806 | WD!a805 | L05-HUB-ITH-S118-06 | 1 | WD | FCU | IT Hub | 4959610 | 0 | Level(Name=L05, Elevation=42550)
1 | 807 | WD!a806 | L05-IPA-GW2-S056-03 | 1 | WD | 0 | Bay - Linen (one per Cluster) | 4959611 | 0 | Level(Name=L05, Elevation=42550)
1 | 808 | WD!a807 | L05-IPA-CIR-C001-12 | 1 | WD | Radiant Panel | Corridor | 4959612 | 0 | Level(Name=L05, Elevation=42550)
1 | 809 | WD!a808 | L05-CIR-CIR-C006-06 | 1 | WD | Radiant Panel | Lift - Stair Lobby | 4959613 | 0 | Level(Name=L05, Elevation=42550)
1 | 810 | WD!a809 | L05-CIR-CIR-C008-04 | 1 | WD | 0 | Stairwell | 4959614 | 0 | Level(Name=L05, Elevation=42550)
1 | 811 | WD!a810 | L05-CIR-CIR-C001-02 | 1 | WD | Radiant Panel | Corridor | 4959615 | 0 | Level(Name=L05, Elevation=42550)
1 | 812 | WD!a811 | L05-CIR-CIR-C008-01 | 1 | WD | 0 | Stairwell | 4959616 | 0 | Level(Name=L05, Elevation=42550)
1 | 813 | WD!a812 | L04-NUT-SNU-S113-04 | 2 | WD | 0 | WC - Public - Shared with OPD and Day Care and Dialysis | 4959617 | 0 | Level(Name=L05, Elevation=42550)
1 | 814 | WD!a813 | L05-IPA-GW4-S114-02 | 1 | WD | 0 | WC - Staff | 4959618 | 0 | Level(Name=L05, Elevation=42550)
1 | 815 | WD!a814 | L05-IPA-GW1-S053-01 | 1 | WD | Duct Reheat | Interview Room | 4959619 | 0 | Level(Name=L05, Elevation=42550)
1 | 816 | WD!a815 | L05-IPA-GW2-S053-01 | 1 | WD | Duct Reheat | Interview Room | 4959620 | 0 | Level(Name=L05, Elevation=42550)
1 | 817 | WD!a816 | L05-CIR-CIR-C008-03 | 1 | WD | 0 | Stairwell | 4959621 | 0 | Level(Name=L05, Elevation=42550)
1 | 818 | WD!a817 | L05-HUB-ITH-S118-02 | 1 | WD | FCU | IT Hub | 4959622 | 0 | Level(Name=L05, Elevation=42550)
1 | 819 | WD!a818 | L05-IPA-CIR-C001-09 | 1 | WD | Radiant Panel | Corridor | 4959623 | 0 | Level(Name=L05, Elevation=42550)
1 | 820 | WD!a819 | L05-IPA-SHS-S032-01 | 1 | WD | FCU | Cooking Pantry | 4959624 | 0 | Level(Name=L05, Elevation=42550)
1 | 821 | WD!a820 | L05-HUB-ITH-S118-05 | 1 | WD | FCU | IT Hub | 4959625 | 0 | Level(Name=L05, Elevation=42550)
1 | 822 | WD!a821 | L05-HUB-ITH-S118-04 | 1 | WD | FCU | IT Hub | 4959626 | 0 | Level(Name=L05, Elevation=42550)
1 | 823 | WD!a822 | L05-HUB-ITH-S118-03 | 1 | WD | FCU | IT Hub | 4959627 | 0 | Level(Name=L05, Elevation=42550)
1 | 824 | WD!a823 | L05-IPA-GW2-S139-02 | 1 | WD | Radiant Panel | Store | 4959628 | 0 | Level(Name=L05, Elevation=42550)
1 | 825 | WD!a824 | L05-IPA-SHS-S005-02 | 1 | WD | 0 | Assisted Bathroom | 4959629 | 0 | Level(Name=L05, Elevation=42550)
1 | 826 | WD!a825 | L05-IPA-SHS-S032-02 | 1 | WD | FCU | Cooking Pantry | 4959630 | 0 | Level(Name=L05, Elevation=42550)
1 | 827 | WD!a826 | L05-CIR-CIR-C006-04 | 1 | WD | Radiant Panel | Lift - Stair Lobby | 4959631 | 0 | Level(Name=L05, Elevation=42550)
1 | 828 | WD!a827 | L05-CIR-CIR-C006-01 | 1 | WD | Radiant Panel | Lift - Stair Lobby | 4959632 | 0 | Level(Name=L05, Elevation=42550)
1 | 829 | WD!a828 | L05-IPA-CIR-C001-21 | 1 | WD | Radiant Panel | Corridor | 4959633 | 0 | Level(Name=L05, Elevation=42550)
1 | 830 | WD!a829 | L05-IPA-CIR-C001-18 | 1 | WD | Radiant Panel | Corridor | 4959634 | 0 | Level(Name=L05, Elevation=42550)
1 | 831 | WD!a830 | L05-IPA-CIR-C001-04 | 1 | WD | Radiant Panel | Corridor | 4959635 | 0 | Level(Name=L05, Elevation=42550)
1 | 832 | WD!a831 | L05-IPA-CIR-C001-08 | 1 | WD | Radiant Panel | Corridor | 4959636 | 0 | Level(Name=L05, Elevation=42550)
1 | 833 | WD!a832 | L05-IPA-GW3-S056-03 | 1 | WD | 0 | Bay - Linen (one per Cluster) | 4959637 | 0 | Level(Name=L05, Elevation=42550)
1 | 834 | WD!a833 | L05-IPA-GW3-S036-02 | 1 | WD | Duct Reheat | Dirty Utility | 4959638 | 0 | Level(Name=L05, Elevation=42550)
1 | 835 | WD!a834 | L05-IPA-CIR-C001-19 | 1 | WD | Radiant Panel | Corridor | 4959639 | 0 | Level(Name=L05, Elevation=42550)
1 | 836 | WD!a835 | L05-CIR-CIR-C006-02 | 1 | WD | Radiant Panel | Lift - Stair Lobby | 4959640 | 0 | Level(Name=L05, Elevation=42550)
1 | 837 | WD!a836 | L05-IPA-GW1-S001-02 | 1 | WD | 0 | Airlock | 4959641 | 0 | Level(Name=L05, Elevation=42550)
1 | 838 | WD!a837 | L05-IPA-GW1-S093-01 | 1 | WD | FCU | Staff Base (1 per Cluster) | 4959642 | 0 | Level(Name=L05, Elevation=42550)
1 | 839 | WD!a838 | L05-IPA-CIR-C001-01 | 1 | WD | Radiant Panel | Corridor | 4959643 | 0 | Level(Name=L05, Elevation=42550)
1 | 840 | WD!a839 | L05-IPA-CIR-C001-03 | 1 | WD | Radiant Panel | Corridor | 4959644 | 0 | Level(Name=L05, Elevation=42550)
1 | 841 | WD!a840 | L05-IPA-GW2-S067-01 | 1 | WD | FCU | Pantry | 4959645 | 0 | Level(Name=L05, Elevation=42550)
1 | 842 | WD!a841 | L05-IPA-CIR-C001-10 | 1 | WD | Radiant Panel | Corridor | 4959646 | 0 | Level(Name=L05, Elevation=42550)
1 | 843 | WD!a842 | L05-IPA-SHS-S005-01 | 1 | WD | Radiant Panel | Assisted Bathroom | 4959647 | 0 | Level(Name=L05, Elevation=42550)
1 | 844 | WD!a843 | L05-IPA-SHS-S038-02 | 1 | WD | 0 | Disposal Room (adjacent to AGV lifts) Large | 4959648 | 0 | Level(Name=L05, Elevation=42550)
1 | 845 | WD!a844 | L05-CIR-CIR-C008-02 | 1 | WD | 0 | Stairwell | 4959649 | 0 | Level(Name=L05, Elevation=42550)
1 | 846 | WD!a845 | L05-IPA-GW1-S080-02 | 1 | WD | Duct Reheat | Prepared Feeds/ Breast Milk Store | 4959650 | 0 | Level(Name=L05, Elevation=42550)
1 | 847 | WD!a846 | L05-IPA-CIR-C001-02 | 1 | WD | Radiant Panel | Corridor | 4959651 | 0 | Level(Name=L05, Elevation=42550)
1 | 848 | WD!a847 | L05-CIR-CIR-C006-03 | 1 | WD | Radiant Panel | Lift - Stair Lobby | 4959652 | 0 | Level(Name=L05, Elevation=42550)
1 | 849 | WD!a848 | L05-IPA-GW2-S080-02 | 1 | WD | Duct Reheat | Prepared Feeds/ Breast Milk Store | 4959653 | 0 | Level(Name=L05, Elevation=42550)
1 | 850 | WD!a849 | L05-CIR-CIR-C006-05 | 1 | WD | Radiant Panel | Lift - Stair Lobby | 4959654 | 0 | Level(Name=L05, Elevation=42550)
1 | 851 | WD!a850 | L05-IPA-GW2-L002-01 | 1 | WD | FCU | Admin Wkst - 2P | 4959655 | 0 | Level(Name=L05, Elevation=42550)
1 | 852 | WD!a851 | L05-IPA-SHS-S038-01 | 1 | WD | 0 | Disposal Room (adjacent to AGV lifts) Large | 4959656 | 0 | Level(Name=L05, Elevation=42550)
1 | 853 | WD!a852 | L05-IPA-GW2-S139-01 | 1 | WD | Radiant Panel | Store | 4959657 | 0 | Level(Name=L05, Elevation=42550)
1 | 854 | WD!a853 | L05-IPA-CIR-C001-17 | 1 | WD | Radiant Panel | Corridor | 4959658 | 0 | Level(Name=L05, Elevation=42550)
1 | 855 | WD!a854 | L06-IPA-GW8-S056-03 | 1 | WD | 0 | Bay - Linen (one per Cluster) | 4959672 | 3.0792 | Level(Name=L06, Elevation=46350)
1 | 856 | WD!a855 | L06-IPA-GW8-S023-02 | 1 | WD | Duct Reheat | Clean Utility | 4959673 | 11.4987 | Level(Name=L06, Elevation=46350)
1 | 857 | WD!a856 | L06-IPA-GW8-S049-01 | 1 | WD | 0 | Hub (Printing and Scanning) | 4959674 | 4.7745 | Level(Name=L06, Elevation=46350)
1 | 858 | WD!a857 | L06-IPA-GW8-S072-01 | 1 | WD | Duct Reheat | Pharmacy Prep Room | 4959675 | 9.7647 | Level(Name=L06, Elevation=46350)
1 | 859 | WD!a858 | L06-IPA-GW8-S093-02 | 1 | WD | FCU | Staff Base (1 per Cluster) | 4959676 | 7.628 | Level(Name=L06, Elevation=46350)
1 | 860 | WD!a859 | L06-IPA-GW8-S060-01 | 1 | WD | Duct Reheat | MDT Therapy Room | 4959677 | 24.1925 | Level(Name=L06, Elevation=46350)
1 | 861 | WD!a860 | L06-IPA-GW8-S112-01 | 1 | WD | 0 | WC - Assisted with Baby Change | 4959678 | 6.7758 | Level(Name=L06, Elevation=46350)
1 | 862 | WD!a861 | L06-IPA-GW8-S036-02 | 1 | WD | Duct Reheat | Dirty Utility | 4959679 | 7.0862 | Level(Name=L06, Elevation=46350)
1 | 863 | WD!a862 | L06-IPA-GW6-S056-01 | 1 | WD | 0 | Bay - Linen (one per Cluster) | 4959680 | 2.647 | Level(Name=L06, Elevation=46350)
1 | 864 | WD!a863 | L06-IPA-GW6-S023-01 | 1 | WD | Duct Reheat | Clean Utility | 4959681 | 12.0294 | Level(Name=L06, Elevation=46350)
1 | 865 | WD!a864 | L06-IPA-GW6-S093-01 | 1 | WD | FCU | Staff Base (1 per Cluster) | 4959682 | 7.8923 | Level(Name=L06, Elevation=46350)
1 | 866 | WD!a865 | L06-IPA-GW6-S049-01 | 1 | WD | 0 | Hub (Printing and Scanning) | 4959683 | 4.7207 | Level(Name=L06, Elevation=46350)
1 | 867 | WD!a866 | L06-IPA-GW6-S112-01 | 1 | WD | 0 | WC - Assisted with Baby Change | 4959684 | 6.5423 | Level(Name=L06, Elevation=46350)
1 | 868 | WD!a867 | L06-IPA-GW6-S036-01 | 1 | WD | Duct Reheat | Dirty Utility | 4959685 | 8.0891 | Level(Name=L06, Elevation=46350)
1 | 869 | WD!a868 | L06-IPA-GW6-S060-01 | 1 | WD | Duct Reheat | MDT Therapy Room | 4959686 | 25.3195 | Level(Name=L06, Elevation=46350)
1 | 870 | WD!a869 | L06-IPA-GW6-S072-01 | 1 | WD | Duct Reheat | Pharmacy Prep Room | 4959687 | 9.719 | Level(Name=L06, Elevation=46350)
1 | 871 | WD!a870 | L06-IPA-GW5-S023-02 | 1 | WD | Duct Reheat | Clean Utility | 4959688 | 11.9682 | Level(Name=L06, Elevation=46350)
1 | 872 | WD!a871 | L06-IPA-GW5-S056-03 | 1 | WD | 0 | Bay - Linen (one per Cluster) | 4959689 | 2.7095 | Level(Name=L06, Elevation=46350)
1 | 873 | WD!a872 | L06-IPA-GW5-S049-01 | 1 | WD | 0 | Hub (Printing and Scanning) | 4959690 | 4.7206 | Level(Name=L06, Elevation=46350)
1 | 874 | WD!a873 | L06-IPA-GW5-S093-02 | 1 | WD | FCU | Staff Base (1 per Cluster) | 4959691 | 7.8761 | Level(Name=L06, Elevation=46350)
1 | 875 | WD!a874 | L06-IPA-GW5-S036-02 | 1 | WD | Duct Reheat | Dirty Utility | 4959692 | 8.095 | Level(Name=L06, Elevation=46350)
1 | 876 | WD!a875 | L06-IPA-GW5-S112-01 | 1 | WD | 0 | WC - Assisted with Baby Change | 4959693 | 6.5314 | Level(Name=L06, Elevation=46350)
1 | 877 | WD!a876 | L06-IPA-GW5-S060-01 | 1 | WD | Duct Reheat | MDT Therapy Room | 4959694 | 25.0927 | Level(Name=L06, Elevation=46350)
1 | 878 | WD!a877 | L06-IPA-GW5-S072-01 | 1 | WD | Duct Reheat | Pharmacy Prep Room | 4959695 | 9.9443 | Level(Name=L06, Elevation=46350)
1 | 879 | WD!a878 | L06-IPA-GW7-S023-01 | 1 | WD | Duct Reheat | Clean Utility | 4959696 | 12.0294 | Level(Name=L06, Elevation=46350)
1 | 880 | WD!a879 | L06-IPA-GW7-S056-01 | 1 | WD | 0 | Bay - Linen (one per Cluster) | 4959697 | 2.647 | Level(Name=L06, Elevation=46350)
1 | 881 | WD!a880 | L06-IPA-GW7-S093-01 | 1 | WD | FCU | Staff Base (1 per Cluster) | 4959698 | 7.8593 | Level(Name=L06, Elevation=46350)
1 | 882 | WD!a881 | L06-IPA-GW7-S049-01 | 1 | WD | 0 | Hub (Printing and Scanning) | 4959699 | 4.8007 | Level(Name=L06, Elevation=46350)
1 | 883 | WD!a882 | L06-IPA-GW7-S036-01 | 1 | WD | Duct Reheat | Dirty Utility | 4959700 | 7.4201 | Level(Name=L06, Elevation=46350)
1 | 884 | WD!a883 | L06-IPA-GW7-S112-01 | 1 | WD | 0 | WC - Assisted with Baby Change | 4959701 | 6.1337 | Level(Name=L06, Elevation=46350)
1 | 885 | WD!a884 | L06-IPA-GW7-S060-01 | 1 | WD | Duct Reheat | MDT Therapy Room | 4959702 | 25.3195 | Level(Name=L06, Elevation=46350)
1 | 886 | WD!a885 | L06-IPA-GW7-S072-01 | 1 | WD | Duct Reheat | Pharmacy Prep Room | 4959703 | 9.4139 | Level(Name=L06, Elevation=46350)
1 | 887 | WD!a886 | L06-IPA-GW7-S127-01 | 1 | WD | Duct Reheat | Pharmacy Prep + PTS | 4959704 | 15.9845 | Level(Name=L06, Elevation=46350)
1 | 888 | WD!a887 | L06-IPA-GW7-S010-01 | 1 | WD | 0 | Bay - Resuscitation | 4959705 | 0.94 | Level(Name=L06, Elevation=46350)
1 | 889 | WD!a888 | L06-IPA-GW7-S036-02 | 1 | WD | Duct Reheat | Dirty Utility | 4959706 | 10.3886 | Level(Name=L06, Elevation=46350)
1 | 890 | WD!a889 | L06-IPA-GW7-S056-02 | 1 | WD | 0 | Bay - Linen (one per Cluster) | 4959707 | 3.0855 | Level(Name=L06, Elevation=46350)
1 | 891 | WD!a890 | L06-IPA-GW7-S108-01 | 1 | WD | Duct Reheat | Orthopaedic Treatment room | 4959708 | 19.9758 | Level(Name=L06, Elevation=46350)
1 | 892 | WD!a891 | L06-IPA-GW7-S023-02 | 1 | WD | Duct Reheat | Clean Utility | 4959709 | 11.0807 | Level(Name=L06, Elevation=46350)
1 | 893 | WD!a892 | L06-IPA-GW7-S019-01 | 1 | WD | FCU | Central Workstation | 4959710 | 13.6305 | Level(Name=L06, Elevation=46350)
1 | 894 | WD!a893 | L06-IPA-GW8-S010-01 | 1 | WD | 0 | Bay - Resuscitation | 4959711 | 1 | Level(Name=L06, Elevation=46350)
1 | 895 | WD!a894 | L06-IPA-GW8-S127-01 | 1 | WD | Duct Reheat | Pharmacy Prep + PTS | 4959712 | 15.2721 | Level(Name=L06, Elevation=46350)
1 | 896 | WD!a895 | L06-IPA-GW8-S036-01 | 1 | WD | Duct Reheat | Dirty Utility | 4959713 | 9.9169 | Level(Name=L06, Elevation=46350)
1 | 897 | WD!a896 | L06-IPA-GW8-S056-01 | 1 | WD | 0 | Bay - Linen (one per Cluster) | 4959714 | 2.4903 | Level(Name=L06, Elevation=46350)
1 | 898 | WD!a897 | L06-IPA-GW8-S056-02 | 1 | WD | 0 | Bay - Linen (one per Cluster) | 4959715 | 2.616 | Level(Name=L06, Elevation=46350)
1 | 899 | WD!a898 | L06-IPA-GW8-S023-01 | 1 | WD | Duct Reheat | Clean Utility | 4959716 | 11.9622 | Level(Name=L06, Elevation=46350)
1 | 900 | WD!a899 | L06-IPA-GW8-S107-01 | 1 | WD | Duct Reheat | Treatment / Minor Procedure Room | 4959717 | 18.0671 | Level(Name=L06, Elevation=46350)
1 | 901 | WD!a900 | L06-IPA-GW8-S019-01 | 1 | WD | FCU | Central Workstation | 4959718 | 12.3252 | Level(Name=L06, Elevation=46350)
1 | 902 | WD!a901 | L06-IPA-GW5-S010-01 | 1 | WD | 0 | Bay - Resuscitation | 4959719 | 1 | Level(Name=L06, Elevation=46350)
1 | 903 | WD!a902 | L06-IPA-GW5-S127-01 | 1 | WD | Duct Reheat | Pharmacy Prep + PTS | 4959720 | 15.2721 | Level(Name=L06, Elevation=46350)
1 | 904 | WD!a903 | L06-IPA-GW5-S139-02 | 1 | WD | 0 | Store | 4959721 | 3.2742 | Level(Name=L06, Elevation=46350)
1 | 905 | WD!a904 | L06-IPA-GW5-S036-01 | 1 | WD | Duct Reheat | Dirty Utility | 4959722 | 10.0885 | Level(Name=L06, Elevation=46350)
1 | 906 | WD!a905 | L06-IPA-GW5-S056-02 | 1 | WD | 0 | Bay - Linen (one per Cluster) | 4959723 | 2.616 | Level(Name=L06, Elevation=46350)
1 | 907 | WD!a906 | L06-IPA-GW5-S107-01 | 1 | WD | Duct Reheat | Treatment / Minor Procedure Room | 4959724 | 18.0671 | Level(Name=L06, Elevation=46350)
1 | 908 | WD!a907 | L06-IPA-GW5-S023-01 | 1 | WD | Duct Reheat | Clean Utility | 4959725 | 11.9622 | Level(Name=L06, Elevation=46350)
1 | 909 | WD!a908 | L06-IPA-GW5-S019-01 | 1 | WD | FCU | Central Workstation | 4959726 | 12.4481 | Level(Name=L06, Elevation=46350)
1 | 910 | WD!a909 | L06-IPA-GW5-S044-11 | 1 | WD | 0 | Ensuite | 4959727 | 5.5 | Level(Name=L06, Elevation=46350)
1 | 911 | WD!a910 | L06-IPA-GW5-S044-03 | 1 | WD | 0 | Ensuite | 4959728 | 5.5 | Level(Name=L06, Elevation=46350)
1 | 912 | WD!a911 | L06-IPA-GW5-S044-05 | 1 | WD | 0 | Ensuite | 4959729 | 5.5 | Level(Name=L06, Elevation=46350)
1 | 913 | WD!a912 | L06-IPA-GW5-S044-07 | 1 | WD | 0 | Ensuite | 4959730 | 5.4992 | Level(Name=L06, Elevation=46350)
1 | 914 | WD!a913 | L06-IPA-GW5-S044-09 | 1 | WD | 0 | Ensuite | 4959731 | 5.5 | Level(Name=L06, Elevation=46350)
1 | 915 | WD!a914 | L06-IPA-GW5-S001-01 | 1 | WD | 0 | Airlock | 4959732 | 6.05 | Level(Name=L06, Elevation=46350)
1 | 916 | WD!a915 | L06-IPA-GW5-S044-22 | 1 | WD | 0 | Ensuite | 4959733 | 5.5 | Level(Name=L06, Elevation=46350)
1 | 917 | WD!a916 | L06-IPA-GW5-S044-20 | 1 | WD | 0 | Ensuite | 4959734 | 5.5 | Level(Name=L06, Elevation=46350)
1 | 918 | WD!a917 | L06-IPA-GW5-S044-16 | 1 | WD | 0 | Ensuite | 4959735 | 5.5 | Level(Name=L06, Elevation=46350)
1 | 919 | WD!a918 | L06-IPA-GW6-S044-02 | 1 | WD | 0 | Ensuite | 4959736 | 5.4988 | Level(Name=L06, Elevation=46350)
1 | 920 | WD!a919 | L06-IPA-GW6-S044-10 | 1 | WD | 0 | Ensuite | 4959737 | 5.5 | Level(Name=L06, Elevation=46350)
1 | 921 | WD!a920 | L06-IPA-GW6-S044-08 | 1 | WD | 0 | Ensuite | 4959738 | 5.5 | Level(Name=L06, Elevation=46350)
1 | 922 | WD!a921 | L06-IPA-GW6-S044-06 | 1 | WD | 0 | Ensuite | 4959739 | 5.4992 | Level(Name=L06, Elevation=46350)
1 | 923 | WD!a922 | L06-IPA-GW6-S044-04 | 1 | WD | 0 | Ensuite | 4959740 | 5.5 | Level(Name=L06, Elevation=46350)
1 | 924 | WD!a923 | L06-IPA-GW6-S001-02 | 1 | WD | 0 | Airlock | 4959741 | 6.05 | Level(Name=L06, Elevation=46350)
1 | 925 | WD!a924 | L06-IPA-GW6-S044-13 | 1 | WD | 0 | Ensuite | 4959742 | 5.5 | Level(Name=L06, Elevation=46350)
1 | 926 | WD!a925 | L06-IPA-GW6-S044-15 | 1 | WD | 0 | Ensuite | 4959743 | 5.5 | Level(Name=L06, Elevation=46350)
1 | 927 | WD!a926 | L06-IPA-GW6-S044-19 | 1 | WD | 0 | Ensuite | 4959744 | 5.5 | Level(Name=L06, Elevation=46350)
1 | 928 | WD!a927 | L06-IPA-GW7-S044-21 | 1 | WD | 0 | Ensuite | 4959745 | 5.4988 | Level(Name=L06, Elevation=46350)
1 | 929 | WD!a928 | L06-IPA-GW7-S044-13 | 1 | WD | 0 | Ensuite | 4959746 | 5.5 | Level(Name=L06, Elevation=46350)
1 | 930 | WD!a929 | L06-IPA-GW7-S044-15 | 1 | WD | 0 | Ensuite | 4959747 | 5.5 | Level(Name=L06, Elevation=46350)
1 | 931 | WD!a930 | L06-IPA-GW7-S044-17 | 1 | WD | 0 | Ensuite | 4959748 | 5.4992 | Level(Name=L06, Elevation=46350)
1 | 932 | WD!a931 | L06-IPA-GW7-S044-19 | 1 | WD | 0 | Ensuite | 4959749 | 5.5 | Level(Name=L06, Elevation=46350)
1 | 933 | WD!a932 | L06-IPA-GW7-S001-01 | 1 | WD | 0 | Airlock | 4959750 | 6.05 | Level(Name=L06, Elevation=46350)
1 | 934 | WD!a933 | L06-IPA-GW7-S044-10 | 1 | WD | 0 | Ensuite | 4959751 | 5.5 | Level(Name=L06, Elevation=46350)
1 | 935 | WD!a934 | L06-IPA-GW7-S044-08 | 1 | WD | 0 | Ensuite | 4959752 | 5.5 | Level(Name=L06, Elevation=46350)
1 | 936 | WD!a935 | L06-IPA-GW7-S044-04 | 1 | WD | 0 | Ensuite | 4959753 | 5.5 | Level(Name=L06, Elevation=46350)
1 | 937 | WD!a936 | L06-IPA-GW8-S044-12 | 1 | WD | 0 | Ensuite | 4959754 | 5.5012 | Level(Name=L06, Elevation=46350)
1 | 938 | WD!a937 | L06-IPA-GW8-S044-20 | 1 | WD | 0 | Ensuite | 4959755 | 5.5 | Level(Name=L06, Elevation=46350)
1 | 939 | WD!a938 | L06-IPA-GW8-S044-18 | 1 | WD | 0 | Ensuite | 4959756 | 5.5 | Level(Name=L06, Elevation=46350)
1 | 940 | WD!a939 | L06-IPA-GW8-S044-16 | 1 | WD | 0 | Ensuite | 4959757 | 5.4992 | Level(Name=L06, Elevation=46350)
1 | 941 | WD!a940 | L06-IPA-GW8-S044-14 | 1 | WD | 0 | Ensuite | 4959758 | 5.5 | Level(Name=L06, Elevation=46350)
1 | 942 | WD!a941 | L06-IPA-GW8-S001-02 | 1 | WD | 0 | Airlock | 4959759 | 6.05 | Level(Name=L06, Elevation=46350)
1 | 943 | WD!a942 | L06-IPA-GW8-S044-01 | 1 | WD | 0 | Ensuite | 4959760 | 5.5 | Level(Name=L06, Elevation=46350)
1 | 944 | WD!a943 | L06-IPA-GW8-S044-03 | 1 | WD | 0 | Ensuite | 4959761 | 5.5 | Level(Name=L06, Elevation=46350)
1 | 945 | WD!a944 | L06-IPA-GW8-S044-07 | 1 | WD | 0 | Ensuite | 4959762 | 5.5 | Level(Name=L06, Elevation=46350)
1 | 946 | WD!a945 | L06-IPA-GW7-S044-11 | 1 | WD | 0 | Ensuite | 4959763 | 5.5005 | Level(Name=L06, Elevation=46350)
1 | 947 | WD!a946 | L06-IPA-GW8-S044-05 | 1 | WD | 0 | Ensuite | 4959764 | 5.5008 | Level(Name=L06, Elevation=46350)
1 | 948 | WD!a947 | L06-IPA-GW8-S044-09 | 1 | WD | 0 | Ensuite | 4959765 | 5.4998 | Level(Name=L06, Elevation=46350)
1 | 949 | WD!a948 | L06-IPA-GW5-S044-18 | 1 | WD | 0 | Ensuite | 4959766 | 5.4992 | Level(Name=L06, Elevation=46350)
1 | 950 | WD!a949 | L06-IPA-GW5-S044-14 | 1 | WD | 0 | Ensuite | 4959767 | 5.4998 | Level(Name=L06, Elevation=46350)
1 | 951 | WD!a950 | L06-IPA-GW6-S044-17 | 1 | WD | 0 | Ensuite | 4959768 | 5.4992 | Level(Name=L06, Elevation=46350)
1 | 952 | WD!a951 | L06-IPA-GW6-S044-21 | 1 | WD | 0 | Ensuite | 4959769 | 5.5002 | Level(Name=L06, Elevation=46350)
1 | 953 | WD!a952 | L06-IPA-GW7-S044-06 | 1 | WD | 0 | Ensuite | 4959770 | 5.5008 | Level(Name=L06, Elevation=46350)
1 | 954 | WD!a953 | L06-IPA-GW7-S044-02 | 1 | WD | 0 | Ensuite | 4959771 | 5.4998 | Level(Name=L06, Elevation=46350)
1 | 955 | WD!a954 | L06-IPA-GW8-S115-01 | 1 | WD | Radiant Panel | IP Unit Staff Workstations | 4959772 | 5.9206 | Level(Name=L06, Elevation=46350)
1 | 956 | WD!a955 | L06-IPA-GW8-S075-02 | 1 | WD | Radiant Panel | Play Area | 4959773 | 5.9216 | Level(Name=L06, Elevation=46350)
1 | 957 | WD!a956 | L06-IPA-GW5-S115-01 | 1 | WD | Radiant Panel | IP Unit Staff Workstations | 4959774 | 5.9206 | Level(Name=L06, Elevation=46350)
1 | 958 | WD!a957 | L06-IPA-GW5-S075-02 | 1 | WD | Radiant Panel | Play Area | 4959775 | 5.9216 | Level(Name=L06, Elevation=46350)
1 | 959 | WD!a958 | L06-IPA-GW6-S115-02 | 1 | WD | Radiant Panel | IP Unit Staff Workstations | 4959776 | 5.9206 | Level(Name=L06, Elevation=46350)
1 | 960 | WD!a959 | L06-IPA-GW6-S115-01 | 1 | WD | Radiant Panel | IP Unit Staff Workstations | 4959777 | 5.9216 | Level(Name=L06, Elevation=46350)
1 | 961 | WD!a960 | L06-IPA-GW7-S075-01 | 1 | WD | Radiant Panel | Play Area | 4959778 | 5.9206 | Level(Name=L06, Elevation=46350)
1 | 962 | WD!a961 | L06-IPA-GW7-S115-03 | 1 | WD | Radiant Panel | IP Unit Staff Workstations | 4959779 | 5.9216 | Level(Name=L06, Elevation=46350)
1 | 963 | WD!a962 | L06-IPA-REM-S001-02 | 1 | WD | 0 | Additional Allowance for lobbies of 6m2 for 2 beds allocated to Cystic Fibrosis in addition to gener | 4959780 | 5.5005 | Level(Name=L06, Elevation=46350)
1 | 964 | WD!a963 | L06-IPA-GW7-S001-02 | 1 | WD | 0 | Airlock | 4959781 | 6.2525 | Level(Name=L06, Elevation=46350)
1 | 965 | WD!a964 | L06-IPA-GW8-S001-01 | 1 | WD | 0 | Airlock | 4959782 | 6.24 | Level(Name=L06, Elevation=46350)
1 | 966 | WD!a965 | L06-IPA-GW6-S127-01 | 1 | WD | Duct Reheat | Pharmacy Prep + PTS | 4959783 | 15.2721 | Level(Name=L06, Elevation=46350)
1 | 967 | WD!a966 | L06-IPA-GW5-S044-12 | 1 | WD | 0 | Ensuite | 4959784 | 5.5305 | Level(Name=L06, Elevation=46350)
1 | 968 | WD!a967 | L06-IPA-GW6-S044-01 | 1 | WD | 0 | Ensuite | 4959785 | 5.5317 | Level(Name=L06, Elevation=46350)
1 | 969 | WD!a968 | L06-IPA-GW6-S014-02 | 1 | WD | Radiant Panel & Façade HTG Coil | Bedroom - Single | 4959786 | 19.1045 | Level(Name=L06, Elevation=46350)
1 | 970 | WD!a969 | L06-IPA-GW6-S013-01 | 1 | WD | Duct Reheat | Bedroom - Single - Isolation | 4959787 | 18.8287 | Level(Name=L06, Elevation=46350)
1 | 971 | WD!a970 | L06-IPA-GW6-S044-23 | 1 | WD | 0 | Ensuite | 4959788 | 4.8086 | Level(Name=L06, Elevation=46350)
1 | 972 | WD!a971 | L06-IPA-GW6-S044-14 | 1 | WD | 0 | Ensuite | 4959789 | 5.3743 | Level(Name=L06, Elevation=46350)
1 | 973 | WD!a972 | L06-IPA-GW6-S014-14 | 1 | WD | Radiant Panel & Façade HTG Coil | Bedroom - Single | 4959790 | 18.8691 | Level(Name=L06, Elevation=46350)
1 | 974 | WD!a973 | L06-IPA-GW6-S014-15 | 1 | WD | Radiant Panel & Façade HTG Coil | Bedroom - Single | 4959791 | 18.8799 | Level(Name=L06, Elevation=46350)
1 | 975 | WD!a974 | L06-IPA-GW6-S044-16 | 1 | WD | 0 | Ensuite | 4959792 | 5.3867 | Level(Name=L06, Elevation=46350)
1 | 976 | WD!a975 | L06-IPA-GW6-S044-18 | 1 | WD | 0 | Ensuite | 4959793 | 5.3973 | Level(Name=L06, Elevation=46350)
1 | 977 | WD!a976 | L06-IPA-GW6-S014-18 | 1 | WD | Radiant Panel & Façade HTG Coil | Bedroom - Single | 4959794 | 18.9043 | Level(Name=L06, Elevation=46350)
1 | 978 | WD!a977 | L06-IPA-GW6-S014-19 | 1 | WD | Radiant Panel & Façade HTG Coil | Bedroom - Single | 4959795 | 18.9078 | Level(Name=L06, Elevation=46350)
1 | 979 | WD!a978 | L06-IPA-GW6-S044-20 | 1 | WD | 0 | Ensuite | 4959796 | 5.4014 | Level(Name=L06, Elevation=46350)
1 | 980 | WD!a979 | L06-IPA-GW6-S044-22 | 1 | WD | 0 | Ensuite | 4959797 | 5.4031 | Level(Name=L06, Elevation=46350)
1 | 981 | WD!a980 | L06-IPA-GW5-S014-13 | 1 | WD | Radiant Panel & Façade HTG Coil | Bedroom - Single | 4959798 | 18.8597 | Level(Name=L06, Elevation=46350)
1 | 982 | WD!a981 | L06-IPA-GW5-S044-13 | 1 | WD | 0 | Ensuite | 4959799 | 5.4035 | Level(Name=L06, Elevation=46350)
1 | 983 | WD!a982 | L06-IPA-GW5-S044-15 | 1 | WD | 0 | Ensuite | 4959800 | 5.4014 | Level(Name=L06, Elevation=46350)
1 | 984 | WD!a983 | L06-IPA-GW5-S014-16 | 1 | WD | Radiant Panel & Façade HTG Coil | Bedroom - Single | 4959801 | 18.9078 | Level(Name=L06, Elevation=46350)
1 | 985 | WD!a984 | L06-IPA-GW5-S014-17 | 1 | WD | Radiant Panel & Façade HTG Coil | Bedroom - Single | 4959802 | 18.9043 | Level(Name=L06, Elevation=46350)
1 | 986 | WD!a985 | L06-IPA-GW5-S044-17 | 1 | WD | 0 | Ensuite | 4959803 | 5.3973 | Level(Name=L06, Elevation=46350)
1 | 987 | WD!a986 | L06-IPA-GW5-S044-19 | 1 | WD | 0 | Ensuite | 4959804 | 5.3867 | Level(Name=L06, Elevation=46350)
1 | 988 | WD!a987 | L06-IPA-GW5-S014-20 | 1 | WD | Radiant Panel & Façade HTG Coil | Bedroom - Single | 4959805 | 18.8799 | Level(Name=L06, Elevation=46350)
1 | 989 | WD!a988 | L06-IPA-GW5-S014-21 | 1 | WD | Radiant Panel & Façade HTG Coil | Bedroom - Single | 4959806 | 18.8691 | Level(Name=L06, Elevation=46350)
1 | 990 | WD!a989 | L06-IPA-GW5-S044-21 | 1 | WD | 0 | Ensuite | 4959807 | 5.3743 | Level(Name=L06, Elevation=46350)
1 | 991 | WD!a990 | L06-IPA-GW5-S044-23 | 1 | WD | 0 | Ensuite | 4959808 | 4.8086 | Level(Name=L06, Elevation=46350)
1 | 992 | WD!a991 | L06-IPA-GW5-S013-02 | 1 | WD | Duct Reheat | Bedroom - Single - Isolation | 4959809 | 18.8287 | Level(Name=L06, Elevation=46350)
1 | 993 | WD!a992 | L06-IPA-GW8-S042-01 | 1 | WD | 0 | Ensuite - Assisted | 4959810 | 6.5577 | Level(Name=L06, Elevation=46350)
1 | 994 | WD!a993 | L06-IPA-GW8-S013-01 | 1 | WD | Duct Reheat | Bedroom - Single - Isolation | 4959811 | 18.8287 | Level(Name=L06, Elevation=46350)
1 | 995 | WD!a994 | L06-IPA-GW8-S044-23 | 1 | WD | 0 | Ensuite | 4959812 | 4.8086 | Level(Name=L06, Elevation=46350)
1 | 996 | WD!a995 | L06-IPA-GW8-S044-02 | 1 | WD | 0 | Ensuite | 4959813 | 5.3743 | Level(Name=L06, Elevation=46350)
1 | 997 | WD!a996 | L06-IPA-GW8-S014-02 | 1 | WD | Radiant Panel & Façade HTG Coil | Bedroom - Single | 4959814 | 18.8691 | Level(Name=L06, Elevation=46350)
1 | 998 | WD!a997 | L06-IPA-GW8-S014-03 | 1 | WD | Radiant Panel & Façade HTG Coil | Bedroom - Single | 4959815 | 18.8799 | Level(Name=L06, Elevation=46350)
1 | 999 | WD!a998 | L06-IPA-GW8-S044-04 | 1 | WD | 0 | Ensuite | 4959816 | 5.3867 | Level(Name=L06, Elevation=46350)
1 | 1000 | WD!a999 | L06-IPA-GW8-S044-06 | 1 | WD | 0 | Ensuite | 4959817 | 5.3958 | Level(Name=L06, Elevation=46350)
1 | 1001 | WD!a1000 | L06-IPA-GW8-S014-06 | 1 | WD | Radiant Panel & Façade HTG Coil | Bedroom - Single | 4959818 | 18.9043 | Level(Name=L06, Elevation=46350)
1 | 1002 | WD!a1001 | L06-IPA-GW8-S014-07 | 1 | WD | Radiant Panel & Façade HTG Coil | Bedroom - Single | 4959819 | 18.9078 | Level(Name=L06, Elevation=46350)
1 | 1003 | WD!a1002 | L06-IPA-GW8-S044-08 | 1 | WD | 0 | Ensuite | 4959820 | 5.4014 | Level(Name=L06, Elevation=46350)
1 | 1004 | WD!a1003 | L06-IPA-GW8-S044-10 | 1 | WD | 0 | Ensuite | 4959821 | 5.4035 | Level(Name=L06, Elevation=46350)
1 | 1005 | WD!a1004 | L06-IPA-GW8-S014-10 | 1 | WD | Radiant Panel & Façade HTG Coil | Bedroom - Single | 4959822 | 18.8597 | Level(Name=L06, Elevation=46350)
1 | 1006 | WD!a1005 | L06-IPA-GW7-S044-01 | 1 | WD | 0 | Ensuite | 4959823 | 5.4035 | Level(Name=L06, Elevation=46350)
1 | 1007 | WD!a1006 | L06-IPA-GW7-S044-03 | 1 | WD | 0 | Ensuite | 4959824 | 5.4014 | Level(Name=L06, Elevation=46350)
1 | 1008 | WD!a1007 | L06-IPA-GW7-S014-04 | 1 | WD | Radiant Panel & Façade HTG Coil | Bedroom - Single | 4959825 | 18.9078 | Level(Name=L06, Elevation=46350)
1 | 1009 | WD!a1008 | L06-IPA-GW7-S014-05 | 1 | WD | Radiant Panel & Façade HTG Coil | Bedroom - Single | 4959826 | 18.9043 | Level(Name=L06, Elevation=46350)
1 | 1010 | WD!a1009 | L06-IPA-GW7-S044-05 | 1 | WD | 0 | Ensuite | 4959827 | 5.3958 | Level(Name=L06, Elevation=46350)
1 | 1011 | WD!a1010 | L06-IPA-GW7-S044-07 | 1 | WD | 0 | Ensuite | 4959828 | 5.3867 | Level(Name=L06, Elevation=46350)
1 | 1012 | WD!a1011 | L06-IPA-GW7-S014-08 | 1 | WD | Radiant Panel & Façade HTG Coil | Bedroom - Single | 4959829 | 18.8799 | Level(Name=L06, Elevation=46350)
1 | 1013 | WD!a1012 | L06-IPA-GW7-S014-09 | 1 | WD | Radiant Panel & Façade HTG Coil | Bedroom - Single | 4959830 | 18.8691 | Level(Name=L06, Elevation=46350)
1 | 1014 | WD!a1013 | L06-IPA-GW7-S044-09 | 1 | WD | 0 | Ensuite | 4959831 | 5.3743 | Level(Name=L06, Elevation=46350)
1 | 1015 | WD!a1014 | L06-IPA-GW7-S044-23 | 1 | WD | 0 | Ensuite | 4959832 | 4.8086 | Level(Name=L06, Elevation=46350)
1 | 1016 | WD!a1015 | L06-IPA-GW7-S013-02 | 1 | WD | Duct Reheat | Bedroom - Single - Isolation | 4959833 | 18.8287 | Level(Name=L06, Elevation=46350)
1 | 1017 | WD!a1016 | L06-IPA-GW7-S042-01 | 1 | WD | 0 | Ensuite - Assisted | 4959834 | 6.5587 | Level(Name=L06, Elevation=46350)
1 | 1018 | WD!a1017 | L06-IPA-GW7-S014-21 | 1 | WD | Radiant Panel & Façade HTG Coil | Bedroom - Single | 4959835 | 19.1045 | Level(Name=L06, Elevation=46350)
1 | 1019 | WD!a1018 | L06-IPA-GW7-S044-22 | 1 | WD | 0 | Ensuite | 4959836 | 5.5317 | Level(Name=L06, Elevation=46350)
1 | 1020 | WD!a1019 | L06-IPA-GW7-S014-22 | 1 | WD | Radiant Panel & Façade HTG Coil | Bedroom - Single | 4959837 | 19.1015 | Level(Name=L06, Elevation=46350)
1 | 1021 | WD!a1020 | L06-IPA-GW8-S014-11 | 1 | WD | Radiant Panel & Façade HTG Coil | Bedroom - Single | 4959838 | 19.1015 | Level(Name=L06, Elevation=46350)
1 | 1022 | WD!a1021 | L06-IPA-GW8-S044-11 | 1 | WD | 0 | Ensuite | 4959839 | 5.5293 | Level(Name=L06, Elevation=46350)
1 | 1023 | WD!a1022 | L06-IPA-GW8-S014-12 | 1 | WD | Radiant Panel & Façade HTG Coil | Bedroom - Single | 4959840 | 19.1045 | Level(Name=L06, Elevation=46350)
1 | 1024 | WD!a1023 | L06-IPA-GW6-S042-01 | 1 | WD | 0 | Ensuite - Assisted | 4959841 | 6.9741 | Level(Name=L06, Elevation=46350)
1 | 1025 | WD!a1024 | L06-IPA-GW7-S080-02 | 1 | WD | Duct Reheat | Prepared Feeds/ Breast Milk Store | 4959842 | 10.2511 | Level(Name=L06, Elevation=46350)
1 | 1026 | WD!a1025 | L06-IPA-GW6-S010-01 | 1 | WD | 0 | Bay - Resuscitation | 4959843 | 1 | Level(Name=L06, Elevation=46350)
1 | 1027 | WD!a1026 | L06-IPA-GW5-S044-01 | 1 | WD | 0 | Ensuite | 4959844 | 5.5005 | Level(Name=L06, Elevation=46350)
1 | 1028 | WD!a1027 | L06-IPA-GW5-S075-01 | 1 | WD | Radiant Panel | Play Area | 4959845 | 5.9634 | Level(Name=L06, Elevation=46350)
1 | 1029 | WD!a1028 | L06-IPA-CSA-S113-01 | 1 | WD | 0 | WC - Public | 4959846 | 4.3742 | Level(Name=L06, Elevation=46350)
1 | 1030 | WD!a1029 | L06-IPA-GW7-S056-03 | 1 | WD | 0 | Bay - Linen (one per Cluster) | 4959847 | 2.9842 | Level(Name=L06, Elevation=46350)
1 | 1031 | WD!a1030 | L06-IPA-CSA-S044-01 | 1 | WD | 0 | Ensuite | 4959848 | 5.2155 | Level(Name=L06, Elevation=46350)
1 | 1032 | WD!a1031 | L06-IPA-CSA-S028-01 | 1 | WD | Duct Reheat | Consulting Examination Room - Colposcopy | 4959849 | 15.2416 | Level(Name=L06, Elevation=46350)
1 | 1033 | WD!a1032 | L06-IPA-GW5-S014-01 | 1 | WD | Radiant Panel & Façade HTG Coil | Bedroom - Single | 4959850 | 19.3142 | Level(Name=L06, Elevation=46350)
1 | 1034 | WD!a1033 | L06-IPA-GW5-S044-02 | 1 | WD | 0 | Ensuite | 4959851 | 5.5909 | Level(Name=L06, Elevation=46350)
1 | 1035 | WD!a1034 | L06-IPA-GW5-S044-04 | 1 | WD | 0 | Ensuite | 4959852 | 5.5306 | Level(Name=L06, Elevation=46350)
1 | 1036 | WD!a1035 | L06-IPA-GW5-S014-04 | 1 | WD | Radiant Panel & Façade HTG Coil | Bedroom - Single | 4959853 | 19.1015 | Level(Name=L06, Elevation=46350)
1 | 1037 | WD!a1036 | L06-IPA-GW5-S044-06 | 1 | WD | 0 | Ensuite | 4959854 | 5.5306 | Level(Name=L06, Elevation=46350)
1 | 1038 | WD!a1037 | L06-IPA-GW5-S044-08 | 1 | WD | 0 | Ensuite | 4959855 | 5.5298 | Level(Name=L06, Elevation=46350)
1 | 1039 | WD!a1038 | L06-IPA-GW5-S014-08 | 1 | WD | Radiant Panel & Façade HTG Coil | Bedroom - Single | 4959856 | 19.103 | Level(Name=L06, Elevation=46350)
1 | 1040 | WD!a1039 | L06-IPA-GW5-S044-10 | 1 | WD | 0 | Ensuite | 4959857 | 5.5306 | Level(Name=L06, Elevation=46350)
1 | 1041 | WD!a1040 | L06-IPA-GW6-S014-03 | 1 | WD | Radiant Panel & Façade HTG Coil | Bedroom - Single | 4959858 | 19.103 | Level(Name=L06, Elevation=46350)
1 | 1042 | WD!a1041 | L06-IPA-GW6-S044-03 | 1 | WD | 0 | Ensuite | 4959859 | 5.5306 | Level(Name=L06, Elevation=46350)
1 | 1043 | WD!a1042 | L06-IPA-GW6-S014-04 | 1 | WD | Radiant Panel & Façade HTG Coil | Bedroom - Single | 4959860 | 19.103 | Level(Name=L06, Elevation=46350)
1 | 1044 | WD!a1043 | L06-IPA-GW6-S014-05 | 1 | WD | Radiant Panel & Façade HTG Coil | Bedroom - Single | 4959861 | 19.103 | Level(Name=L06, Elevation=46350)
1 | 1045 | WD!a1044 | L06-IPA-GW6-S044-05 | 1 | WD | 0 | Ensuite | 4959862 | 5.5298 | Level(Name=L06, Elevation=46350)
1 | 1046 | WD!a1045 | L06-IPA-GW6-S014-06 | 1 | WD | Radiant Panel & Façade HTG Coil | Bedroom - Single | 4959863 | 19.1045 | Level(Name=L06, Elevation=46350)
1 | 1047 | WD!a1046 | L06-IPA-GW6-S014-07 | 1 | WD | Radiant Panel & Façade HTG Coil | Bedroom - Single | 4959864 | 19.1681 | Level(Name=L06, Elevation=46350)
1 | 1048 | WD!a1047 | L06-IPA-GW6-S044-07 | 1 | WD | 0 | Ensuite | 4959865 | 5.5702 | Level(Name=L06, Elevation=46350)
1 | 1049 | WD!a1048 | L06-IPA-GW6-S014-08 | 1 | WD | Radiant Panel & Façade HTG Coil | Bedroom - Single | 4959866 | 19.1753 | Level(Name=L06, Elevation=46350)
1 | 1050 | WD!a1049 | L06-IPA-GW6-S014-09 | 1 | WD | Radiant Panel & Façade HTG Coil | Bedroom - Single | 4959867 | 19.1817 | Level(Name=L06, Elevation=46350)
1 | 1051 | WD!a1050 | L06-IPA-GW6-S044-09 | 1 | WD | 0 | Ensuite | 4959868 | 5.5797 | Level(Name=L06, Elevation=46350)
1 | 1052 | WD!a1051 | L06-IPA-GW6-S014-10 | 1 | WD | Radiant Panel & Façade HTG Coil | Bedroom - Single | 4959869 | 19.1947 | Level(Name=L06, Elevation=46350)
1 | 1053 | WD!a1052 | L06-IPA-GW6-S014-11 | 1 | WD | Duct Reheat | Bedroom - Single | 4959870 | 19.2049 | Level(Name=L06, Elevation=46350)
1 | 1054 | WD!a1053 | L06-IPA-GW6-S044-12 | 1 | WD | 0 | Ensuite | 4959871 | 5.5909 | Level(Name=L06, Elevation=46350)
1 | 1055 | WD!a1054 | L06-IPA-GW6-S014-12 | 1 | WD | Duct Reheat | Bedroom - Single | 4959872 | 19.1605 | Level(Name=L06, Elevation=46350)
1 | 1056 | WD!a1055 | L06-IPA-ORT-S129-01 | 1 | WD | Radiant Panel | Plaster Room | 4959873 | 20.4995 | Level(Name=L06, Elevation=46350)
1 | 1057 | WD!a1056 | L06-IPA-GW7-S014-11 | 1 | WD | Radiant Panel & Façade HTG Coil | Bedroom - Single | 4959874 | 19.2314 | Level(Name=L06, Elevation=46350)
1 | 1058 | WD!a1057 | L06-IPA-GW7-S044-12 | 1 | WD | 0 | Ensuite | 4959875 | 5.5909 | Level(Name=L06, Elevation=46350)
1 | 1059 | WD!a1058 | L06-IPA-GW7-S014-12 | 1 | WD | Radiant Panel & Façade HTG Coil | Bedroom - Single | 4959876 | 19.2049 | Level(Name=L06, Elevation=46350)
1 | 1060 | WD!a1059 | L06-IPA-GW7-S014-13 | 1 | WD | Radiant Panel & Façade HTG Coil | Bedroom - Single | 4959877 | 19.1046 | Level(Name=L06, Elevation=46350)
1 | 1061 | WD!a1060 | L06-IPA-GW7-S044-14 | 1 | WD | 0 | Ensuite | 4959878 | 5.5306 | Level(Name=L06, Elevation=46350)
1 | 1062 | WD!a1061 | L06-IPA-GW7-S014-14 | 1 | WD | Radiant Panel & Façade HTG Coil | Bedroom - Single | 4959879 | 19.1015 | Level(Name=L06, Elevation=46350)
1 | 1063 | WD!a1062 | L06-IPA-GW7-S014-15 | 1 | WD | Radiant Panel & Façade HTG Coil | Bedroom - Single | 4959880 | 19.1015 | Level(Name=L06, Elevation=46350)
1 | 1064 | WD!a1063 | L06-IPA-GW7-S044-16 | 1 | WD | 0 | Ensuite | 4959881 | 5.5306 | Level(Name=L06, Elevation=46350)
1 | 1065 | WD!a1064 | L06-IPA-GW7-S014-16 | 1 | WD | Radiant Panel & Façade HTG Coil | Bedroom - Single | 4959882 | 19.1046 | Level(Name=L06, Elevation=46350)
1 | 1066 | WD!a1065 | L06-IPA-GW7-S014-17 | 1 | WD | Radiant Panel & Façade HTG Coil | Bedroom - Single | 4959883 | 19.1045 | Level(Name=L06, Elevation=46350)
1 | 1067 | WD!a1066 | L06-IPA-GW7-S044-18 | 1 | WD | 0 | Ensuite | 4959884 | 5.5298 | Level(Name=L06, Elevation=46350)
1 | 1068 | WD!a1067 | L06-IPA-GW7-S014-18 | 1 | WD | Radiant Panel & Façade HTG Coil | Bedroom - Single | 4959885 | 19.103 | Level(Name=L06, Elevation=46350)
1 | 1069 | WD!a1068 | L06-IPA-GW7-S014-19 | 1 | WD | Radiant Panel & Façade HTG Coil | Bedroom - Single | 4959886 | 19.103 | Level(Name=L06, Elevation=46350)
1 | 1070 | WD!a1069 | L06-IPA-GW7-S044-20 | 1 | WD | 0 | Ensuite | 4959887 | 5.5306 | Level(Name=L06, Elevation=46350)
1 | 1071 | WD!a1070 | L06-IPA-GW7-S014-20 | 1 | WD | Radiant Panel & Façade HTG Coil | Bedroom - Single | 4959888 | 19.103 | Level(Name=L06, Elevation=46350)
1 | 1072 | WD!a1071 | L06-IPA-GW8-S014-13 | 1 | WD | Radiant Panel & Façade HTG Coil | Bedroom - Single | 4959889 | 19.103 | Level(Name=L06, Elevation=46350)
1 | 1073 | WD!a1072 | L06-IPA-GW8-S044-13 | 1 | WD | 0 | Ensuite | 4959890 | 5.5306 | Level(Name=L06, Elevation=46350)
1 | 1074 | WD!a1073 | L06-IPA-GW8-S014-14 | 1 | WD | Radiant Panel & Façade HTG Coil | Bedroom - Single | 4959891 | 19.103 | Level(Name=L06, Elevation=46350)
1 | 1075 | WD!a1074 | L06-IPA-GW8-S014-15 | 1 | WD | Radiant Panel & Façade HTG Coil | Bedroom - Single | 4959892 | 19.103 | Level(Name=L06, Elevation=46350)
1 | 1076 | WD!a1075 | L06-IPA-GW8-S044-15 | 1 | WD | 0 | Ensuite | 4959893 | 5.5298 | Level(Name=L06, Elevation=46350)
1 | 1077 | WD!a1076 | L06-IPA-GW8-S014-16 | 1 | WD | Radiant Panel & Façade HTG Coil | Bedroom - Single | 4959894 | 19.1045 | Level(Name=L06, Elevation=46350)
1 | 1078 | WD!a1077 | L06-IPA-GW8-S014-17 | 1 | WD | Radiant Panel & Façade HTG Coil | Bedroom - Single | 4959895 | 19.1659 | Level(Name=L06, Elevation=46350)
1 | 1079 | WD!a1078 | L06-IPA-GW8-S044-17 | 1 | WD | 0 | Ensuite | 4959896 | 5.5693 | Level(Name=L06, Elevation=46350)
1 | 1080 | WD!a1079 | L06-IPA-GW8-S014-18 | 1 | WD | Radiant Panel & Façade HTG Coil | Bedroom - Single | 4959897 | 19.1742 | Level(Name=L06, Elevation=46350)
1 | 1081 | WD!a1080 | L06-IPA-GW8-S014-19 | 1 | WD | Radiant Panel & Façade HTG Coil | Bedroom - Single | 4959898 | 19.1811 | Level(Name=L06, Elevation=46350)
1 | 1082 | WD!a1081 | L06-IPA-GW8-S044-19 | 1 | WD | 0 | Ensuite | 4959899 | 5.5796 | Level(Name=L06, Elevation=46350)
1 | 1083 | WD!a1082 | L06-IPA-GW8-S014-20 | 1 | WD | Radiant Panel & Façade HTG Coil | Bedroom - Single | 4959900 | 19.2703 | Level(Name=L06, Elevation=46350)
1 | 1084 | WD!a1083 | L06-IPA-GW8-S076-01 | 1 | WD | Radiant Panel | Play Area | 4959901 | 16.1944 | Level(Name=L06, Elevation=46350)
1 | 1085 | WD!a1084 | L06-IPA-GW8-S114-02 | 1 | WD | 0 | WC - Staff | 4959902 | 2.99 | Level(Name=L06, Elevation=46350)
1 | 1086 | WD!a1085 | L06-IPA-GW5-S135-01 | 1 | WD | 0 | Shower - Staff | 4959903 | 3.51 | Level(Name=L06, Elevation=46350)
1 | 1087 | WD!a1086 | L06-IPA-GW8-L035-02 | 1 | WD | 0 | Exit Lobby | 4959904 | 8.2665 | Level(Name=L06, Elevation=46350)
1 | 1088 | WD!a1087 | L06-IPA-GW8-L035-01 | 1 | WD | 0 | Exit Lobby | 4959905 | 8.2177 | Level(Name=L06, Elevation=46350)
1 | 1089 | WD!a1088 | L06-IPA-GW8-L081-02 | 1 | WD | Duct Reheat | Single Room - Isolation | 4959906 | 28.4888 | Level(Name=L06, Elevation=46350)
1 | 1090 | WD!a1089 | L06-IPA-NPI-L001-02 | 1 | WD | 0 | Additional Allowance for 2 x Entrance Lobbies for Isolation | 4959907 | 6.0193 | Level(Name=L06, Elevation=46350)
1 | 1091 | WD!a1090 | L06-IPA-GW8-S044-21 | 1 | WD | 0 | Ensuite | 4959908 | 5.1682 | Level(Name=L06, Elevation=46350)
1 | 1092 | WD!a1091 | L06-IPA-NPI-L001-01 | 1 | WD | 0 | Additional Allowance for 2 x Entrance Lobbies for Isolation | 4959909 | 5.9635 | Level(Name=L06, Elevation=46350)
1 | 1093 | WD!a1092 | L06-IPA-GW8-S075-01 | 1 | WD | Radiant Panel | Play Area | 4959910 | 6.0097 | Level(Name=L06, Elevation=46350)
1 | 1094 | WD!a1093 | L06-IPA-GW7-S114-02 | 1 | WD | 0 | WC - Staff | 4959911 | 2.7728 | Level(Name=L06, Elevation=46350)
1 | 1095 | WD!a1094 | L06-IPA-GW6-S135-01 | 1 | WD | 0 | Shower - Staff | 4959912 | 3.255 | Level(Name=L06, Elevation=46350)
1 | 1096 | WD!a1095 | L06-IPA-SHS-S062-02 | 1 | WD | FCU | Meeting Room | 4959913 | 0 | Level(Name=L06, Elevation=46350)
1 | 1097 | WD!a1096 | L06-IPA-SHS-S005-01 | 1 | WD | 0 | Assisted Bathroom | 4959914 | 13.8522 | Level(Name=L06, Elevation=46350)
1 | 1098 | WD!a1097 | L06-IPA-SHS-S005-02 | 1 | WD | 0 | Assisted Bathroom | 4959915 | 14.3858 | Level(Name=L06, Elevation=46350)
1 | 1099 | WD!a1098 | L06-IPA-GW7-S014-03 | 1 | WD | Radiant Panel & Façade HTG Coil | Bedroom - Single | 4959916 | 18.6298 | Level(Name=L06, Elevation=46350)
1 | 1100 | WD!a1099 | L06-IPA-GW7-S014-02 | 1 | WD | Radiant Panel & Façade HTG Coil | Bedroom - Single | 4959917 | 18.6317 | Level(Name=L06, Elevation=46350)
1 | 1101 | WD!a1100 | L06-IPA-GW7-S014-07 | 1 | WD | Radiant Panel & Façade HTG Coil | Bedroom - Single | 4959918 | 18.6084 | Level(Name=L06, Elevation=46350)
1 | 1102 | WD!a1101 | L06-IPA-GW7-S014-06 | 1 | WD | Radiant Panel & Façade HTG Coil | Bedroom - Single | 4959919 | 18.6161 | Level(Name=L06, Elevation=46350)
1 | 1103 | WD!a1102 | L06-IPA-GW7-S013-01 | 1 | WD | Duct Reheat | Bedroom - Single - Isolation | 4959920 | 18.5488 | Level(Name=L06, Elevation=46350)
1 | 1104 | WD!a1103 | L06-IPA-GW7-S014-10 | 1 | WD | Radiant Panel & Façade HTG Coil | Bedroom - Single | 4959921 | 18.567 | Level(Name=L06, Elevation=46350)
1 | 1105 | WD!a1104 | L06-IPA-GW6-S013-02 | 1 | WD | Duct Reheat | Bedroom - Single - Isolation | 4959922 | 18.5488 | Level(Name=L06, Elevation=46350)
1 | 1106 | WD!a1105 | L06-IPA-GW6-S014-13 | 1 | WD | Radiant Panel & Façade HTG Coil | Bedroom - Single | 4959923 | 18.567 | Level(Name=L06, Elevation=46350)
1 | 1107 | WD!a1106 | L06-IPA-GW6-S014-17 | 1 | WD | Radiant Panel & Façade HTG Coil | Bedroom - Single | 4959924 | 18.6161 | Level(Name=L06, Elevation=46350)
1 | 1108 | WD!a1107 | L06-IPA-GW6-S014-16 | 1 | WD | Radiant Panel & Façade HTG Coil | Bedroom - Single | 4959925 | 18.6084 | Level(Name=L06, Elevation=46350)
1 | 1109 | WD!a1108 | L06-IPA-GW6-S014-21 | 1 | WD | Radiant Panel & Façade HTG Coil | Bedroom - Single | 4959926 | 18.6317 | Level(Name=L06, Elevation=46350)
1 | 1110 | WD!a1109 | L06-IPA-GW6-S014-20 | 1 | WD | Radiant Panel & Façade HTG Coil | Bedroom - Single | 4959927 | 18.6298 | Level(Name=L06, Elevation=46350)
1 | 1111 | WD!a1110 | L06-IPA-GW5-S014-15 | 1 | WD | Radiant Panel & Façade HTG Coil | Bedroom - Single | 4959928 | 18.6298 | Level(Name=L06, Elevation=46350)
1 | 1112 | WD!a1111 | L06-IPA-GW5-S014-14 | 1 | WD | Radiant Panel & Façade HTG Coil | Bedroom - Single | 4959929 | 18.6317 | Level(Name=L06, Elevation=46350)
1 | 1113 | WD!a1112 | L06-IPA-GW5-S014-19 | 1 | WD | Radiant Panel & Façade HTG Coil | Bedroom - Single | 4959930 | 18.6084 | Level(Name=L06, Elevation=46350)
1 | 1114 | WD!a1113 | L06-IPA-GW5-S014-18 | 1 | WD | Radiant Panel & Façade HTG Coil | Bedroom - Single | 4959931 | 18.6161 | Level(Name=L06, Elevation=46350)
1 | 1115 | WD!a1114 | L06-IPA-GW5-S013-01 | 1 | WD | Duct Reheat | Bedroom - Single - Isolation | 4959932 | 18.5488 | Level(Name=L06, Elevation=46350)
1 | 1116 | WD!a1115 | L06-IPA-GW5-S014-22 | 1 | WD | Radiant Panel & Façade HTG Coil | Bedroom - Single | 4959933 | 18.567 | Level(Name=L06, Elevation=46350)
1 | 1117 | WD!a1116 | L06-IPA-GW5-S152-03 | 1 | WD | 0 | Wash Hand Basins | 4959934 | 0.51329 | Level(Name=L06, Elevation=46350)
1 | 1118 | WD!a1117 | L06-IPA-GW5-S152-01 | 1 | WD | 0 | Wash Hand Basins | 4959935 | 0.49889 | Level(Name=L06, Elevation=46350)
1 | 1119 | WD!a1118 | L06-IPA-GW5-S152-02 | 1 | WD | 0 | Wash Hand Basins | 4959936 | 0.49269 | Level(Name=L06, Elevation=46350)
1 | 1120 | WD!a1119 | L06-IPA-GW6-S152-01 | 1 | WD | 0 | Wash Hand Basins | 4959937 | 0.49902 | Level(Name=L06, Elevation=46350)
1 | 1121 | WD!a1120 | L06-IPA-GW6-S152-02 | 1 | WD | 0 | Wash Hand Basins | 4959938 | 0.49327 | Level(Name=L06, Elevation=46350)
1 | 1122 | WD!a1121 | L06-IPA-GW6-S152-03 | 1 | WD | 0 | Wash Hand Basins | 4959939 | 0.5143 | Level(Name=L06, Elevation=46350)
1 | 1123 | WD!a1122 | L06-IPA-GW7-S152-03 | 1 | WD | 0 | Wash Hand Basins | 4959940 | 0.5143 | Level(Name=L06, Elevation=46350)
1 | 1124 | WD!a1123 | L06-IPA-GW7-S152-02 | 1 | WD | 0 | Wash Hand Basins | 4959941 | 0.49385 | Level(Name=L06, Elevation=46350)
1 | 1125 | WD!a1124 | L06-IPA-GW7-S152-01 | 1 | WD | 0 | Wash Hand Basins | 4959942 | 0.49902 | Level(Name=L06, Elevation=46350)
1 | 1126 | WD!a1125 | L06-IPA-GW8-S014-09 | 1 | WD | Radiant Panel & Façade HTG Coil | Bedroom - Single | 4959943 | 18.6317 | Level(Name=L06, Elevation=46350)
1 | 1127 | WD!a1126 | L06-IPA-GW8-S014-08 | 1 | WD | Radiant Panel & Façade HTG Coil | Bedroom - Single | 4959944 | 18.6298 | Level(Name=L06, Elevation=46350)
1 | 1128 | WD!a1127 | L06-IPA-GW8-S014-05 | 1 | WD | Radiant Panel & Façade HTG Coil | Bedroom - Single | 4959945 | 18.6161 | Level(Name=L06, Elevation=46350)
1 | 1129 | WD!a1128 | L06-IPA-GW8-S014-04 | 1 | WD | Radiant Panel & Façade HTG Coil | Bedroom - Single | 4959946 | 18.6084 | Level(Name=L06, Elevation=46350)
1 | 1130 | WD!a1129 | L06-IPA-GW8-S013-02 | 1 | WD | Duct Reheat | Bedroom - Single - Isolation | 4959947 | 18.5488 | Level(Name=L06, Elevation=46350)
1 | 1131 | WD!a1130 | L06-IPA-GW8-S014-01 | 1 | WD | Radiant Panel & Façade HTG Coil | Bedroom - Single | 4959948 | 18.567 | Level(Name=L06, Elevation=46350)
1 | 1132 | WD!a1131 | L06-IPA-GW8-S152-03 | 1 | WD | 0 | Wash Hand Basins | 4959949 | 0.51493 | Level(Name=L06, Elevation=46350)
1 | 1133 | WD!a1132 | L06-IPA-GW8-S152-02 | 1 | WD | 0 | Wash Hand Basins | 4959950 | 0.49298 | Level(Name=L06, Elevation=46350)
1 | 1134 | WD!a1133 | L06-IPA-GW8-S152-01 | 1 | WD | 0 | Wash Hand Basins | 4959951 | 0.49952 | Level(Name=L06, Elevation=46350)
1 | 1135 | WD!a1134 | L06-IPA-GW8-S080-02 | 1 | WD | Duct Reheat | Prepared Feeds/ Breast Milk Store | 4959952 | 9.4094 | Level(Name=L06, Elevation=46350)
1 | 1136 | WD!a1135 | L06-IPA-GW8-S101-01 | 1 | WD | Duct Reheat | Point of Care Testing | 4959953 | 10.4127 | Level(Name=L06, Elevation=46350)
1 | 1137 | WD!a1136 | L06-IPA-GW5-S051-01 | 1 | WD | FCU | Infant Feeding Room | 4959954 | 0 | Level(Name=L06, Elevation=46350)
1 | 1138 | WD!a1137 | L06-IPA-SHS-S110-02 | 1 | WD | 0 | WC - Accessible with Baby Change | 4959955 | 0 | Level(Name=L06, Elevation=46350)
1 | 1139 | WD!a1138 | L06-IPA-SHS-S062-04 | 1 | WD | FCU | Meeting Room | 4959956 | 0 | Level(Name=L06, Elevation=46350)
1 | 1140 | WD!a1139 | L06-IPA-SHS-S062-01 | 1 | WD | FCU | Meeting Room | 4959957 | 0 | Level(Name=L06, Elevation=46350)
1 | 1141 | WD!a1140 | L06-IPA-SHS-S113-01 | 1 | WD | 0 | WC - Public | 4959958 | 3.2678 | Level(Name=L06, Elevation=46350)
1 | 1142 | WD!a1141 | L06-IPA-GW6-S014-22 | 1 | WD | Radiant Panel & Façade HTG Coil | Bedroom - Single | 4959959 | 18.8597 | Level(Name=L06, Elevation=46350)
1 | 1143 | WD!a1142 | L06-IPA-GW7-S014-01 | 1 | WD | Radiant Panel & Façade HTG Coil | Bedroom - Single | 4959960 | 18.8597 | Level(Name=L06, Elevation=46350)
1 | 1144 | WD!a1143 | L06-IPA-SHS-S113-02 | 1 | WD | 0 | WC - Public | 4959961 | 3.4347 | Level(Name=L06, Elevation=46350)
1 | 1145 | WD!a1144 | L06-IPA-GW6-S076-01 | 1 | WD | Radiant Panel | Play Area | 4959962 | 19.9037 | Level(Name=L06, Elevation=46350)
1 | 1146 | WD!a1145 | L06-IPA-GW8-S093-01 | 1 | WD | FCU | Staff Base (1 per Cluster) | 4959963 | 7.8257 | Level(Name=L06, Elevation=46350)
1 | 1147 | WD!a1146 | L06-IPA-GW8-S115-03 | 1 | WD | FCU | IP Unit Staff Workstations | 4959964 | 5.9586 | Level(Name=L06, Elevation=46350)
1 | 1148 | WD!a1147 | L06-IPA-GW7-S152-04 | 1 | WD | 0 | Wash Hand Basins | 4959965 | 0.8587 | Level(Name=L06, Elevation=46350)
1 | 1149 | WD!a1148 | L06-IPA-GW7-S139-01 | 1 | WD | Radiant Panel | Store | 4959966 | 10.6694 | Level(Name=L06, Elevation=46350)
1 | 1150 | WD!a1149 | L06-IPA-GW7-S114-01 | 1 | WD | 0 | WC - Staff | 4959967 | 3.3194 | Level(Name=L06, Elevation=46350)
1 | 1151 | WD!a1150 | L06-IPA-GW7-S093-02 | 1 | WD | FCU | Staff Base (1 per Cluster) | 4959968 | 7.4183 | Level(Name=L06, Elevation=46350)
1 | 1152 | WD!a1151 | L06-IPA-GW7-S115-06 | 1 | WD | FCU | Nursing Team Wkst | 4959969 | 5.6125 | Level(Name=L06, Elevation=46350)
1 | 1153 | WD!a1152 | L06-IPA-GW6-S036-02 | 1 | WD | Duct Reheat | Dirty Utility | 4959970 | 10.6321 | Level(Name=L06, Elevation=46350)
1 | 1154 | WD!a1153 | L06-IPA-GW6-S139-02 | 1 | WD | 0 | Store | 4959971 | 2.496 | Level(Name=L06, Elevation=46350)
1 | 1155 | WD!a1154 | L06-IPA-GW6-S093-02 | 1 | WD | FCU | Staff Base (1 per Cluster) | 4959972 | 7.2189 | Level(Name=L06, Elevation=46350)
1 | 1156 | WD!a1155 | L06-IPA-GW6-S115-06 | 1 | WD | FCU | Nursing Team Wkst | 4959973 | 5.4518 | Level(Name=L06, Elevation=46350)
1 | 1157 | WD!a1156 | L06-IPA-GW5-S114-01 | 1 | WD | 0 | WC - Staff | 4959974 | 4.2109 | Level(Name=L06, Elevation=46350)
1 | 1158 | WD!a1157 | L06-IPA-GW5-S152-04 | 1 | WD | 0 | Wash Hand Basins | 4959975 | 0.91394 | Level(Name=L06, Elevation=46350)
1 | 1159 | WD!a1158 | L06-IPA-GW6-S114-01 | 1 | WD | 0 | WC - Staff | 4959976 | 3.588 | Level(Name=L06, Elevation=46350)
1 | 1160 | WD!a1159 | L06-IPA-GW6-S139-01 | 1 | WD | Radiant Panel | Store | 4959977 | 10.8106 | Level(Name=L06, Elevation=46350)
1 | 1161 | WD!a1160 | L06-IPA-GW5-S093-01 | 1 | WD | FCU | Staff Base (1 per Cluster) | 4959978 | 7.2112 | Level(Name=L06, Elevation=46350)
1 | 1162 | WD!a1161 | L06-IPA-GW5-L058-01 | 1 | WD | FCU | Nursing Team Wkst | 4959979 | 5.4518 | Level(Name=L06, Elevation=46350)
1 | 1163 | WD!a1162 | L06-IPA-SHS-S057-01 | 1 | WD | Radiant Panel | Parent Lounge with Beverage Bay | 4959980 | 14.9658 | Level(Name=L06, Elevation=46350)
1 | 1164 | WD!a1163 | L06-IPA-GW5-S014-12 | 1 | WD | Radiant Panel & Façade HTG Coil | Bedroom - Single | 4959981 | 19.0736 | Level(Name=L06, Elevation=46350)
1 | 1165 | WD!a1164 | L06-IPA-GW5-S014-03 | 1 | WD | Radiant Panel & Façade HTG Coil | Bedroom - Single | 4959982 | 19.1169 | Level(Name=L06, Elevation=46350)
1 | 1166 | WD!a1165 | L06-IPA-GW5-S014-02 | 1 | WD | Radiant Panel & Façade HTG Coil | Bedroom - Single | 4959983 | 19.2227 | Level(Name=L06, Elevation=46350)
1 | 1167 | WD!a1166 | L06-IPA-REM-S001-01 | 2 | WD | 0 | Additional Allowance for lobbies of 6m2 for 2 beds allocated to Cystic Fibrosis in addition to gener | 4959984 | 5.9811 | Level(Name=L06, Elevation=46350)
1 | 1168 | WD!a1167 | L06-CIR-CIR-C004-01 | 4 | WD | 0 | Hospital Street Shared Corridor (Between Departments) | 4959985 | 0.94 | Level(Name=L06, Elevation=46350)
1 | 1169 | WD!a1168 | L06-CIR-CIR-C004-01 | 4 | WD | Radiant Panel | Hospital Street Shared Corridor (Between Departments) | 4959986 | 0 | Level(Name=L06, Elevation=46350)
1 | 1170 | WD!a1169 | L06-CIR-CIR-C004-01 | 4 | WD | 0 | Hospital Street Shared Corridor (Between Departments) | 4959987 | 0.94 | Level(Name=L06, Elevation=46350)
1 | 1171 | WD!a1170 | L06-IPA-SHS-S057-02 | 1 | WD | Radiant Panel | Parent Lounge with Beverage Bay | 4959988 | 15.7499 | Level(Name=L06, Elevation=46350)
1 | 1172 | WD!a1171 | L06-IPA-GW7-S115-01 | 1 | WD | Radiant Panel | IP Unit Staff Workstations | 4959989 | 5.8409 | Level(Name=L06, Elevation=46350)
1 | 1173 | WD!a1172 | L06-IPA-GW8-S067-01 | 1 | WD | FCU | Pantry | 4959990 | 11.7638 | Level(Name=L06, Elevation=46350)
1 | 1174 | WD!a1173 | L06-IPA-GW5-S068-01 | 1 | WD | FCU | Patient / Family Dining | 4959991 | 12.269 | Level(Name=L06, Elevation=46350)
1 | 1175 | WD!a1174 | L06-IPA-GW8-S099-01 | 1 | WD | Radiant Panel | Store - Equipment | 4959992 | 32.4633 | Level(Name=L06, Elevation=46350)
1 | 1176 | WD!a1175 | L06-IPA-SHS-S012-02 | 1 | WD | Radiant Panel | Bed Pram Cot Storage | 4959993 | 16.8765 | Level(Name=L06, Elevation=46350)
1 | 1177 | WD!a1176 | L06-IPA-GW5-S080-02 | 1 | WD | Radiant Panel | Prepared/ Breast Milk Store | 4959994 | 10.7747 | Level(Name=L06, Elevation=46350)
1 | 1178 | WD!a1177 | L06-IPA-GW8-L081-01 | 1 | WD | Duct Reheat | Single Room - Isolation | 4959995 | 28.3557 | Level(Name=L06, Elevation=46350)
1 | 1179 | WD!a1178 | L06-IPA-GW8-S044-22 | 1 | WD | 0 | Ensuite | 4959996 | 5.1962 | Level(Name=L06, Elevation=46350)
1 | 1180 | WD!a1179 | L06-IPA-GW5-S076-01 | 1 | WD | Radiant Panel | Play Area | 4959997 | 15.9885 | Level(Name=L06, Elevation=46350)
1 | 1181 | WD!a1180 | L06-IPA-GW7-S067-01 | 1 | WD | FCU | Pantry | 4959998 | 12.0857 | Level(Name=L06, Elevation=46350)
1 | 1182 | WD!a1181 | L06-IPA-GW7-S139-03 | 1 | WD | Radiant Panel | Store | 4959999 | 12.273 | Level(Name=L06, Elevation=46350)
1 | 1183 | WD!a1182 | L06-IPA-GW7-S099-01 | 1 | WD | Radiant Panel | Store - Equipment | 4960000 | 38.8434 | Level(Name=L06, Elevation=46350)
1 | 1184 | WD!a1183 | L06-IPA-ORT-S100-01 | 1 | WD | Radiant Panel | Orthopaedic Store - Equipment | 4960001 | 30.0516 | Level(Name=L06, Elevation=46350)
1 | 1185 | WD!a1184 | L06-IPA-ORT-U0011-01 | 1 | WD | Radiant Panel | Additional Assisted Bathroom Orthopaedic IP Unit | 4960002 | 15.4567 | Level(Name=L06, Elevation=46350)
1 | 1186 | WD!a1185 | L06-IPA-GW7-S076-01 | 1 | WD | Radiant Panel | Play Area | 4960003 | 18.2528 | Level(Name=L06, Elevation=46350)
1 | 1187 | WD!a1186 | L06-IPA-GW5-S014-11 | 1 | WD | Radiant Panel & Façade HTG Coil | Bedroom - Single | 4960004 | 19.156 | Level(Name=L06, Elevation=46350)
1 | 1188 | WD!a1187 | L06-IPA-GW5-S014-10 | 1 | WD | Radiant Panel & Façade HTG Coil | Bedroom - Single | 4960005 | 19.1549 | Level(Name=L06, Elevation=46350)
1 | 1189 | WD!a1188 | L06-IPA-SHS-S062-03 | 1 | WD | FCU | Meeting Room | 4960006 | 0 | Level(Name=L06, Elevation=46350)
1 | 1190 | WD!a1189 | L06-IPA-GW5-S014-07 | 1 | WD | Radiant Panel & Façade HTG Coil | Bedroom - Single | 4960007 | 19.1562 | Level(Name=L06, Elevation=46350)
1 | 1191 | WD!a1190 | L06-IPA-GW5-S014-06 | 1 | WD | Radiant Panel & Façade HTG Coil | Bedroom - Single | 4960008 | 19.1554 | Level(Name=L06, Elevation=46350)
1 | 1192 | WD!a1191 | L06-IPA-CSA-S105-01 | 1 | WD | FCU | Sub Wait | 4960009 | 5.7016 | Level(Name=L06, Elevation=46350)
1 | 1193 | WD!a1192 | L06-IPA-GW6-S014-01 | 1 | WD | Radiant Panel & Façade HTG Coil | Bedroom - Single | 4960010 | 19.1015 | Level(Name=L06, Elevation=46350)
1 | 1194 | WD!a1193 | L06-IPA-GW5-S084-01 | 1 | WD | Radiant Panel | School Store (to be allocated from School SOA) | 4960011 | 6.316 | Level(Name=L06, Elevation=46350)
1 | 1195 | WD!a1194 | L06-IPA-GW6-S056-02 | 1 | WD | 0 | Bay - Linen (one per Cluster) | 4960012 | 2.616 | Level(Name=L06, Elevation=46350)
1 | 1196 | WD!a1195 | L06-IPA-GW6-S023-02 | 1 | WD | Duct Reheat | Clean Utility | 4960013 | 11.9622 | Level(Name=L06, Elevation=46350)
1 | 1197 | WD!a1196 | L06-IPA-GW6-S107-01 | 1 | WD | Duct Reheat | Treatment / Minor Procedure Room | 4960014 | 18.0671 | Level(Name=L06, Elevation=46350)
1 | 1198 | WD!a1197 | L06-IPA-GW6-S044-11 | 1 | WD | 0 | Ensuite | 4960015 | 6.3513 | Level(Name=L06, Elevation=46350)
1 | 1199 | WD!a1198 | L06-IPA-GW6-S019-01 | 1 | WD | FCU | Central Workstation | 4960016 | 12.3458 | Level(Name=L06, Elevation=46350)
1 | 1200 | WD!a1199 | L06-IPA-GW6-S068-01 | 1 | WD | FCU | Patient / Family Dining | 4960017 | 21.4421 | Level(Name=L06, Elevation=46350)
1 | 1201 | WD!a1200 | L06-IPA-GW5-L002-01 | 1 | WD | FCU | Admin Wkst - 2P + IP Wkst - 1P | 4960018 | 11.2002 | Level(Name=L06, Elevation=46350)
1 | 1202 | WD!a1201 | L06-IPA-SHS-S094-01 | 1 | WD | FCU | Staff Lounge/Beverage Bay with Lockers | 4960019 | 21.3975 | Level(Name=L06, Elevation=46350)
1 | 1203 | WD!a1202 | L06-IPA-SHS-S022-01 | 1 | WD | Duct Reheat | Clean Delivery Hub | 4960020 | 9.1947 | Level(Name=L06, Elevation=46350)
1 | 1204 | WD!a1203 | L06-IPA-GW5-S025-01 | 1 | WD | 0 | Cleaners Room | 4960021 | 6.8965 | Level(Name=L06, Elevation=46350)
1 | 1205 | WD!a1204 | L06-IPA-GW8-S068-01 | 1 | WD | FCU | Patient / Family Dining | 4960022 | 15.149 | Level(Name=L06, Elevation=46350)
1 | 1206 | WD!a1205 | L06-IPA-SHS-S109-01 | 1 | WD | 0 | WC - Accessible | 4960023 | 7.4376 | Level(Name=L06, Elevation=46350)
1 | 1207 | WD!a1206 | L06-IPA-SHS-S012-01 | 1 | WD | Radiant Panel | Bed Pram Cot Storage | 4960024 | 17.8009 | Level(Name=L06, Elevation=46350)
1 | 1208 | WD!a1207 | L06-IPA-GW6-S099-01 | 1 | WD | Radiant Panel | Store - Equipment | 4960025 | 9.2631 | Level(Name=L06, Elevation=46350)
1 | 1209 | WD!a1208 | L06-IPA-SHS-S094-02 | 1 | WD | FCU | Staff Lounge/Beverage Bay with Lockers | 4960026 | 21.7534 | Level(Name=L06, Elevation=46350)
1 | 1210 | WD!a1209 | L06-IPA-SHS-S109-02 | 1 | WD | 0 | WC - Accessible | 4960027 | 6.8863 | Level(Name=L06, Elevation=46350)
1 | 1211 | WD!a1210 | L06-IPA-GW7-S068-01 | 1 | WD | FCU | Patient / Family Dining | 4960028 | 16.3066 | Level(Name=L06, Elevation=46350)
1 | 1212 | WD!a1211 | L06-IPA-SHS-S022-02 | 1 | WD | Duct Reheat | Clean Delivery Hub | 4960029 | 10.4508 | Level(Name=L06, Elevation=46350)
1 | 1213 | WD!a1212 | L06-IPA-GW6-S025-01 | 1 | WD | 0 | Cleaners Room | 4960030 | 6.958 | Level(Name=L06, Elevation=46350)
1 | 1214 | WD!a1213 | L06-IPA-GW7-L002-01 | 1 | WD | FCU | Admin Wkst - 2P | 4960031 | 10.773 | Level(Name=L06, Elevation=46350)
1 | 1215 | WD!a1214 | L06-IPA-CIR-C001-11 | 1 | WD | Radiant Panel | Corridor | 4960032 | 33.754 | Level(Name=L06, Elevation=46350)
1 | 1216 | WD!a1215 | L06-CIR-CIR-C004-01 | 4 | WD | Radiant Panel | Hospital Street Shared Corridor (Between Departments) | 4960033 | 23.5624 | Level(Name=L06, Elevation=46350)
1 | 1217 | WD!a1216 | L06-CIR-CIR-C001-01 | 1 | WD | Radiant Panel | Corridor | 4960035 | 13.426 | Level(Name=L06, Elevation=46350)
1 | 1218 | WD!a1217 | L06-IPA-GW5-S007-01 | 1 | WD | 0 | Bay - Hoist | 4960036 | 1.9165 | Level(Name=L06, Elevation=46350)
1 | 1219 | WD!a1218 | L06-IPA-GW5-S042-01 | 1 | WD | 0 | Ensuite - Assisted | 4960037 | 6.9602 | Level(Name=L06, Elevation=46350)
1 | 1220 | WD!a1219 | L06-IPA-GW6-S007-01 | 1 | WD | 0 | Bay - Hoist | 4960038 | 2.3038 | Level(Name=L06, Elevation=46350)
1 | 1221 | WD!a1220 | L06-IPA-GW7-S007-01 | 1 | WD | 0 | Bay - Hoist | 4960039 | 2.3383 | Level(Name=L06, Elevation=46350)
1 | 1222 | WD!a1221 | L06-IPA-GW6-S001-01 | 1 | WD | 0 | Airlock | 4960040 | 6.2093 | Level(Name=L06, Elevation=46350)
1 | 1223 | WD!a1222 | L06-IPA-GW6-L002-01 | 1 | WD | FCU | Admin Wkst - 2P | 4960041 | 23.6798 | Level(Name=L06, Elevation=46350)
1 | 1224 | WD!a1223 | L06-IPA-CIR-C001-04 | 1 | WD | Radiant Panel | Corridor | 4960042 | 33.9324 | Level(Name=L06, Elevation=46350)
1 | 1225 | WD!a1224 | L06-IPA-CSA-S053-01 | 1 | WD | Duct Reheat | Interview Room | 4960043 | 10.1294 | Level(Name=L06, Elevation=46350)
1 | 1226 | WD!a1225 | L06-HUB-ITH-S118-02 | 1 | WD | FCU | IT Hub | 4960044 | 12.24 | Level(Name=L06, Elevation=46350)
1 | 1227 | WD!a1226 | L06-IPA-GW5-S056-01 | 1 | WD | 0 | Bay - Linen (one per Cluster) | 4960045 | 3.7111 | Level(Name=L06, Elevation=46350)
1 | 1228 | WD!a1227 | L06-IPA-GW8-S007-01 | 1 | WD | 0 | Bay - Hoist | 4960046 | 2.4118 | Level(Name=L06, Elevation=46350)
1 | 1229 | WD!a1228 | L06-IPA-GW6-S067-01 | 1 | WD | FCU | Pantry | 4960047 | 11.8705 | Level(Name=L06, Elevation=46350)
1 | 1230 | WD!a1229 | L06-HUB-ITH-S118-03 | 1 | WD | FCU | IT Hub | 4960048 | 12.3004 | Level(Name=L06, Elevation=46350)
1 | 1231 | WD!a1230 | L06-IPA-GW6-S056-03 | 1 | WD | 0 | Bay - Linen (one per Cluster) | 4960049 | 4.1094 | Level(Name=L06, Elevation=46350)
1 | 1232 | WD!a1231 | L06-IPA-CIR-C001-09 | 1 | WD | Radiant Panel | Corridor | 4960050 | 30.2366 | Level(Name=L06, Elevation=46350)
1 | 1233 | WD!a1232 | L06-CIR-CIR-C006-06 | 1 | WD | Radiant Panel | Lift - Stair Lobby | 4960051 | 31.7992 | Level(Name=L06, Elevation=46350)
1 | 1234 | WD!a1233 | L06-CIR-CIR-C008-04 | 1 | WD | 0 | Stairwell | 4960052 | 34.7414 | Level(Name=L06, Elevation=46350)
1 | 1235 | WD!a1234 | L06-CIR-CIR-C001-02 | 1 | WD | Radiant Panel | Corridor | 4960053 | 8.4035 | Level(Name=L06, Elevation=46350)
1 | 1236 | WD!a1235 | L06-CIR-CIR-C008-01 | 1 | WD | 0 | Stairwell | 4960054 | 25.502 | Level(Name=L06, Elevation=46350)
1 | 1237 | WD!a1236 | L06-IPA-GW8-S084-01 | 1 | WD | 0 | School Store (to be allocated from School SOA) | 4960055 | 4.18 | Level(Name=L06, Elevation=46350)
1 | 1238 | WD!a1237 | L06-IPA-GW7-S053-01 | 1 | WD | Duct Reheat | Interview Room | 4960056 | 9.3889 | Level(Name=L06, Elevation=46350)
1 | 1239 | WD!a1238 | L06-IPA-GW8-S053-01 | 1 | WD | Duct Reheat | Interview Room | 4960057 | 9.7945 | Level(Name=L06, Elevation=46350)
1 | 1240 | WD!a1239 | L06-IPA-GW5-S053-01 | 1 | WD | Duct Reheat | Interview Room | 4960058 | 9.3818 | Level(Name=L06, Elevation=46350)
1 | 1241 | WD!a1240 | L06-IPA-GW6-S053-01 | 1 | WD | Duct Reheat | Interview Room | 4960059 | 9.45 | Level(Name=L06, Elevation=46350)
1 | 1242 | WD!a1241 | L06-CIR-CIR-C008-03 | 1 | WD | 0 | Stairwell | 4960060 | 24.9398 | Level(Name=L06, Elevation=46350)
1 | 1243 | WD!a1242 | L06-HUB-ITH-S118-06 | 1 | WD | FCU | IT Hub | 4960061 | 18.245 | Level(Name=L06, Elevation=46350)
1 | 1244 | WD!a1243 | L06-IPA-SHS-S032-01 | 1 | WD | FCU | Cooking Pantry | 4960062 | 26.2982 | Level(Name=L06, Elevation=46350)
1 | 1245 | WD!a1244 | L06-HUB-ITH-S118-07 | 1 | WD | FCU | IT Hub | 4960063 | 18.066 | Level(Name=L06, Elevation=46350)
1 | 1246 | WD!a1245 | L06-IPA-SHS-S032-02 | 1 | WD | FCU | Cooking Pantry | 4960064 | 27.2969 | Level(Name=L06, Elevation=46350)
1 | 1247 | WD!a1246 | L06-IPA-GW8-S114-01 | 1 | WD | 0 | WC - Staff | 4960065 | 5.0413 | Level(Name=L06, Elevation=46350)
1 | 1248 | WD!a1247 | L06-CIR-CIR-C006-04 | 1 | WD | Radiant Panel | Lift - Stair Lobby | 4960066 | 11.8543 | Level(Name=L06, Elevation=46350)
1 | 1249 | WD!a1248 | L06-CIR-CIR-C006-01 | 1 | WD | Radiant Panel | Lift - Stair Lobby | 4960067 | 11.7094 | Level(Name=L06, Elevation=46350)
1 | 1250 | WD!a1249 | L06-IPA-CIR-C001-15 | 1 | WD | Radiant Panel | Corridor | 4960068 | 352.3297 | Level(Name=L06, Elevation=46350)
1 | 1251 | WD!a1250 | L06-IPA-CIR-C001-10 | 1 | WD | Radiant Panel | Corridor | 4960069 | 352.1905 | Level(Name=L06, Elevation=46350)
1 | 1252 | WD!a1251 | L06-IPA-CIR-C001-20 | 1 | WD | Radiant Panel | Corridor | 4960070 | 135.2549 | Level(Name=L06, Elevation=46350)
1 | 1253 | WD!a1252 | L06-CIR-CIR-C006-02 | 1 | WD | Radiant Panel | Lift - Stair Lobby | 4960071 | 30.2575 | Level(Name=L06, Elevation=46350)
1 | 1254 | WD!a1253 | L06-IPA-GW5-S001-02 | 1 | WD | 0 | Airlock | 4960072 | 5.2038 | Level(Name=L06, Elevation=46350)
1 | 1255 | WD!a1254 | L06-IPA-GW5-S067-01 | 1 | WD | FCU | Pantry | 4960073 | 5.9381 | Level(Name=L06, Elevation=46350)
1 | 1256 | WD!a1255 | L06-CIR-CIR-C006-03 | 1 | WD | Radiant Panel | Lift - Stair Lobby | 4960074 | 32.3928 | Level(Name=L06, Elevation=46350)
1 | 1257 | WD!a1256 | L06-CIR-CIR-C008-02 | 1 | WD | 0 | Stairwell | 4960075 | 31.4444 | Level(Name=L06, Elevation=46350)
1 | 1258 | WD!a1257 | L06-IPA-CIR-C001-01 | 1 | WD | Radiant Panel | Corridor | 4960076 | 355.6422 | Level(Name=L06, Elevation=46350)
1 | 1259 | WD!a1258 | L06-IPA-CIR-C001-08 | 1 | WD | Radiant Panel | Corridor | 4960077 | 187.2849 | Level(Name=L06, Elevation=46350)
1 | 1260 | WD!a1259 | L06-IPA-GW6-S080-02 | 1 | WD | Duct Reheat | Prepared/ Breast Milk Store | 4960078 | 5.5515 | Level(Name=L06, Elevation=46350)
1 | 1261 | WD!a1260 | L06-CIR-CIR-C006-05 | 1 | WD | Radiant Panel | Lift - Stair Lobby | 4960079 | 32.2938 | Level(Name=L06, Elevation=46350)
1 | 1262 | WD!a1261 | L06-IPA-GW5-S139-01 | 1 | WD | Radiant Panel | Store | 4960080 | 12.6447 | Level(Name=L06, Elevation=46350)
1 | 1263 | WD!a1262 | L06-IPA-SHS-S038-01 | 1 | WD | 0 | Disposal Room (adjacent to AGV lifts) Large | 4960081 | 27.2442 | Level(Name=L06, Elevation=46350)
1 | 1264 | WD!a1263 | L06-IPA-CIR-C001-03 | 1 | WD | Radiant Panel | Corridor | 4960082 | 46.1661 | Level(Name=L06, Elevation=46350)
1 | 1265 | WD!a1264 | L06-IPA-GW8-S152-04 | 1 | WD | 0 | Wash Hand Basins | 4960083 | 0.50297 | Level(Name=L06, Elevation=46350)
1 | 1266 | WD!a1265 | L06-IPA-GW8-L002-01 | 1 | WD | FCU | Admin Wkst - 2P + IP Wkst - 1P | 4960084 | 17.5724 | Level(Name=L06, Elevation=46350)
1 | 1267 | WD!a1266 | L06-IPA-CIR-C001-12 | 1 | WD | Radiant Panel | Corridor | 4960085 | 47.8721 | Level(Name=L06, Elevation=46350)
1 | 1268 | WD!a1267 | L06-IPA-SHS-S038-02 | 1 | WD | 0 | Disposal Room (adjacent to AGV lifts) Large | 4960086 | 27.4005 | Level(Name=L06, Elevation=46350)
1 | 1269 | WD!a1268 | L06-IPA-GW6-S139-03 | 1 | WD | Radiant Panel | Store | 4960087 | 12.6447 | Level(Name=L06, Elevation=46350)
1 | 1270 | WD!a1269 | L06-IPA-CIR-C001-16 | 1 | WD | Radiant Panel | Corridor | 4960088 | 67.648 | Level(Name=L06, Elevation=46350)
1 | 1271 | WD!a1270 | L06-IPA-CIR-C001-19 | 1 | WD | Radiant Panel | Corridor | 4960089 | 71.7591 | Level(Name=L06, Elevation=46350)
1 | 1272 | WD!a1271 | L06-IPA-CSA-S081-01 | 1 | WD | FCU | Reception | 4960090 | 7.9824 | Level(Name=L06, Elevation=46350)
1 | 1273 | WD!a1272 | L06-IPA-REM-S001-01 | 2 | WD | 0 | Additional Allowance for lobbies of 6m2 for 2 beds allocated to Cystic Fibrosis in addition to gener | 4960091 | 0.14008 | Level(Name=L06, Elevation=46350)
1 | 1274 | WD!a1273 | L06-IPA-GW5-S014-09 | 1 | WD | Radiant Panel & Façade HTG Coil | Bedroom - Single | 4960092 | 19.103 | Level(Name=L06, Elevation=46350)
1 | 1275 | WD!a1274 | L06-IPA-GW5-S014-05 | 1 | WD | Radiant Panel & Façade HTG Coil | Bedroom - Single | 4960093 | 19.1015 | Level(Name=L06, Elevation=46350)
1 | 1276 | WD!a1275 | L05-IPA-CIR-C001-16 | 1 | WD | Radiant Panel | Corridor | 5245412 | 0 | Level(Name=L05, Elevation=42550)
1 | 1277 | WD!a1276 | Number Undefined 1 | 1 | WD | Radiant Panel | Name Undefined 1 | 5288949 | 0 | Level(Name=L05, Elevation=42550)
1 | 1278 | WD!a1277 | Number Undefined 2 | 1 | WD | Radiant Panel | Name Undefined 2 | 5288950 | 0 | Level(Name=L05, Elevation=42550)
1 | 1279 | WD!a1278 | Number Undefined 3 | 1 | WD | Radiant Panel | Name Undefined 3 | 5288951 | 0 | Level(Name=L05, Elevation=42550)
1 | 1280 | WD!a1279 | Number Undefined 4 | 1 | WD | Radiant Panel | Name Undefined 4 | 5288952 | 0 | Level(Name=L05, Elevation=42550)
1 | 1281 | WD!a1280 | Number Undefined 5 | 1 | WD | Radiant Panel | Name Undefined 5 | 5288953 | 0 | Level(Name=L05, Elevation=42550)
1 | 1282 | WD!a1281 | Number Undefined 6 | 1 | WD | Radiant Panel | Name Undefined 6 | 5288954 | 0 | Level(Name=L05, Elevation=42550)
1 | 1283 | WD!a1282 | L05-IPA-CIR-C001-29 | 1 | WD | Radiant Panel | Space | 5288955 | 17.9807 | Level(Name=L06, Elevation=46350)
1 | 1284 | WD!a1283 | L05-IPA-CIR-C001-30 | 1 | WD | Radiant Panel | Space | 5288956 | 6.7079 | Level(Name=L06, Elevation=46350)
1 | 1285 | WD!a1284 | 0 | 3 | WD | 0 | Plant Room NW | 5729112 | 0 | Level(Name=L07, Elevation=50150)
1 | 1286 | WD!a1285 | 0 | 3 | WD | 0 | Plant Room NE | 5729114 | 0 | Level(Name=L07, Elevation=50150)
2 | 1 | WD!a1286 | 0 | 3 | WD | 0 | Plant Room SW | 5729116 | 0 | Level(Name=L07, Elevation=50150)
2 | 2 | NF!a1 | #REF! | 6 | NF | #REF! | #REF! | #REF! | #REF! | #REF!
3 | 1 | NF!a2 | #REF! | 6 | NF | #REF! | #REF! | #REF! | #REF! | #REF!
3 | 2 | SF!a1 | #REF! | 6 | SF | #REF! | #REF! | #REF! | #REF! | #REF!
4 | 1 | SF!a2 | #REF! | 6 | SF | #REF! | #REF! | #REF! | #REF! | #REF!
4 | 2 | HB!a1 | #REF! | 6 | HB | #REF! | #REF! | #REF! | #REF! | #REF!
5 | 1 | HB!a2 | #REF! | 6 | HB | #REF! | #REF! | #REF! | #REF! | #REF!
#N/A | #N/A | a1 | #N/A | 857 | 0 | #N/A | #N/A | #N/A | #N/A | #N/A
#N/A | #N/A | #N/A | #N/A | 857 | #N/A | #N/A | #N/A | #N/A | #N/A | #N/A
#N/A | #N/A | #N/A | #N/A | 857 | #N/A | #N/A | #N/A | #N/A | #N/A | #N/A
#N/A | #N/A | #N/A | #N/A | 857 | #N/A | #N/A | #N/A | #N/A | #N/A | #N/A
#N/A | #N/A | #N/A | #N/A | 857 | #N/A | #N/A | #N/A | #N/A | #N/A | #N/A
#N/A | #N/A | #N/A | #N/A | 857 | #N/A | #N/A | #N/A | #N/A | #N/A | #N/A
#N/A | #N/A | #N/A | #N/A | 857 | #N/A | #N/A | #N/A | #N/A | #N/A | #N/A
#N/A | #N/A | #N/A | #N/A | 857 | #N/A | #N/A | #N/A | #N/A | #N/A | #N/A
#N/A | #N/A | #N/A | #N/A | 857 | #N/A | #N/A | #N/A | #N/A | #N/A | #N/A
#N/A | #N/A | #N/A | #N/A | 857 | #N/A | #N/A | #N/A | #N/A | #N/A | #N/A
#N/A | #N/A | #N/A | #N/A | 857 | #N/A | #N/A | #N/A | #N/A | #N/A | #N/A
#N/A | #N/A | #N/A | #N/A | 857 | #N/A | #N/A | #N/A | #N/A | #N/A | #N/A
#N/A | #N/A | #N/A | #N/A | 857 | #N/A | #N/A | #N/A | #N/A | #N/A | #N/A
#N/A | #N/A | #N/A | #N/A | 857 | #N/A | #N/A | #N/A | #N/A | #N/A | #N/A
#N/A | #N/A | #N/A | #N/A | 857 | #N/A | #N/A | #N/A | #N/A | #N/A | #N/A
#N/A | #N/A | #N/A | #N/A | 857 | #N/A | #N/A | #N/A | #N/A | #N/A | #N/A
#N/A | #N/A | #N/A | #N/A | 857 | #N/A | #N/A | #N/A | #N/A | #N/A | #N/A
#N/A | #N/A | #N/A | #N/A | 857 | #N/A | #N/A | #N/A | #N/A | #N/A | #N/A
#N/A | #N/A | #N/A | #N/A | 857 | #N/A | #N/A | #N/A | #N/A | #N/A | #N/A
#N/A | #N/A | #N/A | #N/A | 857 | #N/A | #N/A | #N/A | #N/A | #N/A | #N/A
#N/A | #N/A | #N/A | #N/A | 857 | #N/A | #N/A | #N/A | #N/A | #N/A | #N/A
#N/A | #N/A | #N/A | #N/A | 857 | #N/A | #N/A | #N/A | #N/A | #N/A | #N/A
#N/A | #N/A | #N/A | #N/A | 857 | #N/A | #N/A | #N/A | #N/A | #N/A | #N/A
#N/A | #N/A | #N/A | #N/A | 857 | #N/A | #N/A | #N/A | #N/A | #N/A | #N/A
#N/A | #N/A | #N/A | #N/A | 857 | #N/A | #N/A | #N/A | #N/A | #N/A | #N/A
#N/A | #N/A | #N/A | #N/A | 857 | #N/A | #N/A | #N/A | #N/A | #N/A | #N/A
#N/A | #N/A | #N/A | #N/A | 857 | #N/A | #N/A | #N/A | #N/A | #N/A | #N/A
#N/A | #N/A | #N/A | #N/A | 857 | #N/A | #N/A | #N/A | #N/A | #N/A | #N/A
#N/A | #N/A | #N/A | #N/A | 857 | #N/A | #N/A | #N/A | #N/A | #N/A | #N/A
#N/A | #N/A | #N/A | #N/A | 857 | #N/A | #N/A | #N/A | #N/A | #N/A | #N/A
#N/A | #N/A | #N/A | #N/A | 857 | #N/A | #N/A | #N/A | #N/A | #N/A | #N/A
#N/A | #N/A | #N/A | #N/A | 857 | #N/A | #N/A | #N/A | #N/A | #N/A | #N/A
#N/A | #N/A | #N/A | #N/A | 857 | #N/A | #N/A | #N/A | #N/A | #N/A | #N/A
#N/A | #N/A | #N/A | #N/A | 857 | #N/A | #N/A | #N/A | #N/A | #N/A | #N/A
#N/A | #N/A | #N/A | #N/A | 857 | #N/A | #N/A | #N/A | #N/A | #N/A | #N/A
#N/A | #N/A | #N/A | #N/A | 857 | #N/A | #N/A | #N/A | #N/A | #N/A | #N/A
#N/A | #N/A | #N/A | #N/A | 857 | #N/A | #N/A | #N/A | #N/A | #N/A | #N/A
#N/A | #N/A | #N/A | #N/A | 857 | #N/A | #N/A | #N/A | #N/A | #N/A | #N/A
#N/A | #N/A | #N/A | #N/A | 857 | #N/A | #N/A | #N/A | #N/A | #N/A | #N/A
#N/A | #N/A | #N/A | #N/A | 857 | #N/A | #N/A | #N/A | #N/A | #N/A | #N/A
#N/A | #N/A | #N/A | #N/A | 857 | #N/A | #N/A | #N/A | #N/A | #N/A | #N/A
#N/A | #N/A | #N/A | #N/A | 857 | #N/A | #N/A | #N/A | #N/A | #N/A | #N/A
#N/A | #N/A | #N/A | #N/A | 857 | #N/A | #N/A | #N/A | #N/A | #N/A | #N/A
#N/A | #N/A | #N/A | #N/A | 857 | #N/A | #N/A | #N/A | #N/A | #N/A | #N/A
#N/A | #N/A | #N/A | #N/A | 857 | #N/A | #N/A | #N/A | #N/A | #N/A | #N/A
#N/A | #N/A | #N/A | #N/A | 857 | #N/A | #N/A | #N/A | #N/A | #N/A | #N/A
#N/A | #N/A | #N/A | #N/A | 857 | #N/A | #N/A | #N/A | #N/A | #N/A | #N/A
#N/A | #N/A | #N/A | #N/A | 857 | #N/A | #N/A | #N/A | #N/A | #N/A | #N/A
#N/A | #N/A | #N/A | #N/A | 857 | #N/A | #N/A | #N/A | #N/A | #N/A | #N/A
#N/A | #N/A | #N/A | #N/A | 857 | #N/A | #N/A | #N/A | #N/A | #N/A | #N/A
#N/A | #N/A | #N/A | #N/A | 857 | #N/A | #N/A | #N/A | #N/A | #N/A | #N/A
#N/A | #N/A | #N/A | #N/A | 857 | #N/A | #N/A | #N/A | #N/A | #N/A | #N/A
#N/A | #N/A | #N/A | #N/A | 857 | #N/A | #N/A | #N/A | #N/A | #N/A | #N/A
#N/A | #N/A | #N/A | #N/A | 857 | #N/A | #N/A | #N/A | #N/A | #N/A | #N/A
#N/A | #N/A | #N/A | #N/A | 857 | #N/A | #N/A | #N/A | #N/A | #N/A | #N/A
#N/A | #N/A | #N/A | #N/A | 857 | #N/A | #N/A | #N/A | #N/A | #N/A | #N/A
#N/A | #N/A | #N/A | #N/A | 857 | #N/A | #N/A | #N/A | #N/A | #N/A | #N/A
#N/A | #N/A | #N/A | #N/A | 857 | #N/A | #N/A | #N/A | #N/A | #N/A | #N/A
#N/A | #N/A | #N/A | #N/A | 857 | #N/A | #N/A | #N/A | #N/A | #N/A | #N/A
#N/A | #N/A | #N/A | #N/A | 857 | #N/A | #N/A | #N/A | #N/A | #N/A | #N/A
#N/A | #N/A | #N/A | #N/A | 857 | #N/A | #N/A | #N/A | #N/A | #N/A | #N/A
#N/A | #N/A | #N/A | #N/A | 857 | #N/A | #N/A | #N/A | #N/A | #N/A | #N/A
#N/A | #N/A | #N/A | #N/A | 857 | #N/A | #N/A | #N/A | #N/A | #N/A | #N/A
#N/A | #N/A | #N/A | #N/A | 857 | #N/A | #N/A | #N/A | #N/A | #N/A | #N/A
#N/A | #N/A | #N/A | #N/A | 857 | #N/A | #N/A | #N/A | #N/A | #N/A | #N/A
#N/A | #N/A | #N/A | #N/A | 857 | #N/A | #N/A | #N/A | #N/A | #N/A | #N/A
#N/A | #N/A | #N/A | #N/A | 857 | #N/A | #N/A | #N/A | #N/A | #N/A | #N/A
#N/A | #N/A | #N/A | #N/A | 857 | #N/A | #N/A | #N/A | #N/A | #N/A | #N/A
#N/A | #N/A | #N/A | #N/A | 857 | #N/A | #N/A | #N/A | #N/A | #N/A | #N/A
#N/A | #N/A | #N/A | #N/A | 857 | #N/A | #N/A | #N/A | #N/A | #N/A | #N/A
#N/A | #N/A | #N/A | #N/A | 857 | #N/A | #N/A | #N/A | #N/A | #N/A | #N/A
#N/A | #N/A | #N/A | #N/A | 857 | #N/A | #N/A | #N/A | #N/A | #N/A | #N/A
#N/A | #N/A | #N/A | #N/A | 857 | #N/A | #N/A | #N/A | #N/A | #N/A | #N/A
#N/A | #N/A | #N/A | #N/A | 857 | #N/A | #N/A | #N/A | #N/A | #N/A | #N/A
#N/A | #N/A | #N/A | #N/A | 857 | #N/A | #N/A | #N/A | #N/A | #N/A | #N/A
#N/A | #N/A | #N/A | #N/A | 857 | #N/A | #N/A | #N/A | #N/A | #N/A | #N/A
#N/A | #N/A | #N/A | #N/A | 857 | #N/A | #N/A | #N/A | #N/A | #N/A | #N/A
#N/A | #N/A | #N/A | #N/A | 857 | #N/A | #N/A | #N/A | #N/A | #N/A | #N/A
#N/A | #N/A | #N/A | #N/A | 857 | #N/A | #N/A | #N/A | #N/A | #N/A | #N/A
#N/A | #N/A | #N/A | #N/A | 857 | #N/A | #N/A | #N/A | #N/A | #N/A | #N/A
#N/A | #N/A | #N/A | #N/A | 857 | #N/A | #N/A | #N/A | #N/A | #N/A | #N/A
#N/A | #N/A | #N/A | #N/A | 857 | #N/A | #N/A | #N/A | #N/A | #N/A | #N/A
#N/A | #N/A | #N/A | #N/A | 857 | #N/A | #N/A | #N/A | #N/A | #N/A | #N/A
#N/A | #N/A | #N/A | #N/A | 857 | #N/A | #N/A | #N/A | #N/A | #N/A | #N/A
#N/A | #N/A | #N/A | #N/A | 857 | #N/A | #N/A | #N/A | #N/A | #N/A | #N/A
#N/A | #N/A | #N/A | #N/A | 857 | #N/A | #N/A | #N/A | #N/A | #N/A | #N/A
#N/A | #N/A | #N/A | #N/A | 857 | #N/A | #N/A | #N/A | #N/A | #N/A | #N/A
#N/A | #N/A | #N/A | #N/A | 857 | #N/A | #N/A | #N/A | #N/A | #N/A | #N/A
#N/A | #N/A | #N/A | #N/A | 857 | #N/A | #N/A | #N/A | #N/A | #N/A | #N/A
#N/A | #N/A | #N/A | #N/A | 857 | #N/A | #N/A | #N/A | #N/A | #N/A | #N/A
#N/A | #N/A | #N/A | #N/A | 857 | #N/A | #N/A | #N/A | #N/A | #N/A | #N/A
#N/A | #N/A | #N/A | #N/A | 857 | #N/A | #N/A | #N/A | #N/A | #N/A | #N/A
#N/A | #N/A | #N/A | #N/A | 857 | #N/A | #N/A | #N/A | #N/A | #N/A | #N/A
#N/A | #N/A | #N/A | #N/A | 857 | #N/A | #N/A | #N/A | #N/A | #N/A | #N/A
#N/A | #N/A | #N/A | #N/A | 857 | #N/A | #N/A | #N/A | #N/A | #N/A | #N/A
#N/A | #N/A | #N/A | #N/A | 857 | #N/A | #N/A | #N/A | #N/A | #N/A | #N/A
#N/A | #N/A | #N/A | #N/A | 857 | #N/A | #N/A | #N/A | #N/A | #N/A | #N/A
#N/A | #N/A | #N/A | #N/A | 857 | #N/A | #N/A | #N/A | #N/A | #N/A | #N/A
#N/A | #N/A | #N/A | #N/A | 857 | #N/A | #N/A | #N/A | #N/A | #N/A | #N/A
#N/A | #N/A | #N/A | #N/A | 857 | #N/A | #N/A | #N/A | #N/A | #N/A | #N/A
#N/A | #N/A | #N/A | #N/A | 857 | #N/A | #N/A | #N/A | #N/A | #N/A | #N/A
#N/A | #N/A | #N/A | #N/A | 857 | #N/A | #N/A | #N/A | #N/A | #N/A | #N/A
#N/A | #N/A | #N/A | #N/A | 857 | #N/A | #N/A | #N/A | #N/A | #N/A | #N/A
#N/A | #N/A | #N/A | #N/A | 857 | #N/A | #N/A | #N/A | #N/A | #N/A | #N/A
#N/A | #N/A | #N/A | #N/A | 857 | #N/A | #N/A | #N/A | #N/A | #N/A | #N/A
#N/A | #N/A | #N/A | #N/A | 857 | #N/A | #N/A | #N/A | #N/A | #N/A | #N/A
#N/A | #N/A | #N/A | #N/A | 857 | #N/A | #N/A | #N/A | #N/A | #N/A | #N/A
#N/A | #N/A | #N/A | #N/A | 857 | #N/A | #N/A | #N/A | #N/A | #N/A | #N/A
#N/A | #N/A | #N/A | #N/A | 857 | #N/A | #N/A | #N/A | #N/A | #N/A | #N/A
#N/A | #N/A | #N/A | #N/A | 857 | #N/A | #N/A | #N/A | #N/A | #N/A | #N/A
#N/A | #N/A | #N/A | #N/A | 857 | #N/A | #N/A | #N/A | #N/A | #N/A | #N/A
#N/A | #N/A | #N/A | #N/A | 857 | #N/A | #N/A | #N/A | #N/A | #N/A | #N/A
#N/A | #N/A | #N/A | #N/A | 857 | #N/A | #N/A | #N/A | #N/A | #N/A | #N/A
#N/A | #N/A | #N/A | #N/A | 857 | #N/A | #N/A | #N/A | #N/A | #N/A | #N/A
#N/A | #N/A | #N/A | #N/A | 857 | #N/A | #N/A | #N/A | #N/A | #N/A | #N/A
#N/A | #N/A | #N/A | #N/A | 857 | #N/A | #N/A | #N/A | #N/A | #N/A | #N/A
#N/A | #N/A | #N/A | #N/A | 857 | #N/A | #N/A | #N/A | #N/A | #N/A | #N/A
#N/A | #N/A | #N/A | #N/A | 857 | #N/A | #N/A | #N/A | #N/A | #N/A | #N/A
#N/A | #N/A | #N/A | #N/A | 857 | #N/A | #N/A | #N/A | #N/A | #N/A | #N/A
#N/A | #N/A | #N/A | #N/A | 857 | #N/A | #N/A | #N/A | #N/A | #N/A | #N/A
#N/A | #N/A | #N/A | #N/A | 857 | #N/A | #N/A | #N/A | #N/A | #N/A | #N/A
#N/A | #N/A | #N/A | #N/A | 857 | #N/A | #N/A | #N/A | #N/A | #N/A | #N/A
#N/A | #N/A | #N/A | #N/A | 857 | #N/A | #N/A | #N/A | #N/A | #N/A | #N/A
#N/A | #N/A | #N/A | #N/A | 857 | #N/A | #N/A | #N/A | #N/A | #N/A | #N/A
#N/A | #N/A | #N/A | #N/A | 857 | #N/A | #N/A | #N/A | #N/A | #N/A | #N/A
#N/A | #N/A | #N/A | #N/A | 857 | #N/A | #N/A | #N/A | #N/A | #N/A | #N/A
#N/A | #N/A | #N/A | #N/A | 857 | #N/A | #N/A | #N/A | #N/A | #N/A | #N/A
#N/A | #N/A | #N/A | #N/A | 857 | #N/A | #N/A | #N/A | #N/A | #N/A | #N/A
#N/A | #N/A | #N/A | #N/A | 857 | #N/A | #N/A | #N/A | #N/A | #N/A | #N/A
#N/A | #N/A | #N/A | #N/A | 857 | #N/A | #N/A | #N/A | #N/A | #N/A | #N/A
#N/A | #N/A | #N/A | #N/A | 857 | #N/A | #N/A | #N/A | #N/A | #N/A | #N/A
#N/A | #N/A | #N/A | #N/A | 857 | #N/A | #N/A | #N/A | #N/A | #N/A | #N/A
#N/A | #N/A | #N/A | #N/A | 857 | #N/A | #N/A | #N/A | #N/A | #N/A | #N/A
#N/A | #N/A | #N/A | #N/A | 857 | #N/A | #N/A | #N/A | #N/A | #N/A | #N/A
#N/A | #N/A | #N/A | #N/A | 857 | #N/A | #N/A | #N/A | #N/A | #N/A | #N/A
#N/A | #N/A | #N/A | #N/A | 857 | #N/A | #N/A | #N/A | #N/A | #N/A | #N/A
#N/A | #N/A | #N/A | #N/A | 857 | #N/A | #N/A | #N/A | #N/A | #N/A | #N/A
#N/A | #N/A | #N/A | #N/A | 857 | #N/A | #N/A | #N/A | #N/A | #N/A | #N/A
#N/A | #N/A | #N/A | #N/A | 857 | #N/A | #N/A | #N/A | #N/A | #N/A | #N/A
#N/A | #N/A | #N/A | #N/A | 857 | #N/A | #N/A | #N/A | #N/A | #N/A | #N/A
#N/A | #N/A | #N/A | #N/A | 857 | #N/A | #N/A | #N/A | #N/A | #N/A | #N/A
#N/A | #N/A | #N/A | #N/A | 857 | #N/A | #N/A | #N/A | #N/A | #N/A | #N/A
#N/A | #N/A | #N/A | #N/A | 857 | #N/A | #N/A | #N/A | #N/A | #N/A | #N/A
#N/A | #N/A | #N/A | #N/A | 857 | #N/A | #N/A | #N/A | #N/A | #N/A | #N/A
#N/A | #N/A | #N/A | #N/A | 857 | #N/A | #N/A | #N/A | #N/A | #N/A | #N/A
#N/A | #N/A | #N/A | #N/A | 857 | #N/A | #N/A | #N/A | #N/A | #N/A | #N/A
#N/A | #N/A | #N/A | #N/A | 857 | #N/A | #N/A | #N/A | #N/A | #N/A | #N/A
#N/A | #N/A | #N/A | #N/A | 857 | #N/A | #N/A | #N/A | #N/A | #N/A | #N/A
#N/A | #N/A | #N/A | #N/A | 857 | #N/A | #N/A | #N/A | #N/A | #N/A | #N/A
#N/A | #N/A | #N/A | #N/A | 857 | #N/A | #N/A | #N/A | #N/A | #N/A | #N/A
#N/A | #N/A | #N/A | #N/A | 857 | #N/A | #N/A | #N/A | #N/A | #N/A | #N/A
#N/A | #N/A | #N/A | #N/A | 857 | #N/A | #N/A | #N/A | #N/A | #N/A | #N/A
#N/A | #N/A | #N/A | #N/A | 857 | #N/A | #N/A | #N/A | #N/A | #N/A | #N/A
#N/A | #N/A | #N/A | #N/A | 857 | #N/A | #N/A | #N/A | #N/A | #N/A | #N/A
#N/A | #N/A | #N/A | #N/A | 857 | #N/A | #N/A | #N/A | #N/A | #N/A | #N/A
#N/A | #N/A | #N/A | #N/A | 857 | #N/A | #N/A | #N/A | #N/A | #N/A | #N/A
#N/A | #N/A | #N/A | #N/A | 857 | #N/A | #N/A | #N/A | #N/A | #N/A | #N/A
#N/A | #N/A | #N/A | #N/A | 857 | #N/A | #N/A | #N/A | #N/A | #N/A | #N/A
#N/A | #N/A | #N/A | #N/A | 857 | #N/A | #N/A | #N/A | #N/A | #N/A | #N/A
#N/A | #N/A | #N/A | #N/A | 857 | #N/A | #N/A | #N/A | #N/A | #N/A | #N/A
#N/A | #N/A | #N/A | #N/A | 857 | #N/A | #N/A | #N/A | #N/A | #N/A | #N/A
#N/A | #N/A | #N/A | #N/A | 857 | #N/A | #N/A | #N/A | #N/A | #N/A | #N/A
#N/A | #N/A | #N/A | #N/A | 857 | #N/A | #N/A | #N/A | #N/A | #N/A | #N/A
#N/A | #N/A | #N/A | #N/A | 857 | #N/A | #N/A | #N/A | #N/A | #N/A | #N/A
#N/A | #N/A | #N/A | #N/A | 857 | #N/A | #N/A | #N/A | #N/A | #N/A | #N/A
#N/A | #N/A | #N/A | #N/A | 857 | #N/A | #N/A | #N/A | #N/A | #N/A | #N/A
#N/A | #N/A | #N/A | #N/A | 857 | #N/A | #N/A | #N/A | #N/A | #N/A | #N/A
#N/A | #N/A | #N/A | #N/A | 857 | #N/A | #N/A | #N/A | #N/A | #N/A | #N/A
#N/A | #N/A | #N/A | #N/A | 857 | #N/A | #N/A | #N/A | #N/A | #N/A | #N/A
#N/A | #N/A | #N/A | #N/A | 857 | #N/A | #N/A | #N/A | #N/A | #N/A | #N/A
#N/A | #N/A | #N/A | #N/A | 857 | #N/A | #N/A | #N/A | #N/A | #N/A | #N/A
#N/A | #N/A | #N/A | #N/A | 857 | #N/A | #N/A | #N/A | #N/A | #N/A | #N/A
#N/A | #N/A | #N/A | #N/A | 857 | #N/A | #N/A | #N/A | #N/A | #N/A | #N/A
#N/A | #N/A | #N/A | #N/A | 857 | #N/A | #N/A | #N/A | #N/A | #N/A | #N/A
#N/A | #N/A | #N/A | #N/A | 857 | #N/A | #N/A | #N/A | #N/A | #N/A | #N/A
#N/A | #N/A | #N/A | #N/A | 857 | #N/A | #N/A | #N/A | #N/A | #N/A | #N/A
#N/A | #N/A | #N/A | #N/A | 857 | #N/A | #N/A | #N/A | #N/A | #N/A | #N/A
#N/A | #N/A | #N/A | #N/A | 857 | #N/A | #N/A | #N/A | #N/A | #N/A | #N/A
#N/A | #N/A | #N/A | #N/A | 857 | #N/A | #N/A | #N/A | #N/A | #N/A | #N/A
#N/A | #N/A | #N/A | #N/A | 857 | #N/A | #N/A | #N/A | #N/A | #N/A | #N/A
#N/A | #N/A | #N/A | #N/A | 857 | #N/A | #N/A | #N/A | #N/A | #N/A | #N/A
#N/A | #N/A | #N/A | #N/A | 857 | #N/A | #N/A | #N/A | #N/A | #N/A | #N/A
#N/A | #N/A | #N/A | #N/A | 857 | #N/A | #N/A | #N/A | #N/A | #N/A | #N/A
#N/A | #N/A | #N/A | #N/A | 857 | #N/A | #N/A | #N/A | #N/A | #N/A | #N/A
#N/A | #N/A | #N/A | #N/A | 857 | #N/A | #N/A | #N/A | #N/A | #N/A | #N/A
#N/A | #N/A | #N/A | #N/A | 857 | #N/A | #N/A | #N/A | #N/A | #N/A | #N/A
#N/A | #N/A | #N/A | #N/A | 857 | #N/A | #N/A | #N/A | #N/A | #N/A | #N/A
#N/A | #N/A | #N/A | #N/A | 857 | #N/A | #N/A | #N/A | #N/A | #N/A | #N/A
#N/A | #N/A | #N/A | #N/A | 857 | #N/A | #N/A | #N/A | #N/A | #N/A | #N/A
#N/A | #N/A | #N/A | #N/A | 857 | #N/A | #N/A | #N/A | #N/A | #N/A | #N/A
#N/A | #N/A | #N/A | #N/A | 857 | #N/A | #N/A | #N/A | #N/A | #N/A | #N/A
#N/A | #N/A | #N/A | #N/A | 857 | #N/A | #N/A | #N/A | #N/A | #N/A | #N/A
#N/A | #N/A | #N/A | #N/A | 857 | #N/A | #N/A | #N/A | #N/A | #N/A | #N/A
#N/A | #N/A | #N/A | #N/A | 857 | #N/A | #N/A | #N/A | #N/A | #N/A | #N/A
#N/A | #N/A | #N/A | #N/A | 857 | #N/A | #N/A | #N/A | #N/A | #N/A | #N/A
#N/A | #N/A | #N/A | #N/A | 857 | #N/A | #N/A | #N/A | #N/A | #N/A | #N/A
#N/A | #N/A | #N/A | #N/A | 857 | #N/A | #N/A | #N/A | #N/A | #N/A | #N/A
#N/A | #N/A | #N/A | #N/A | 857 | #N/A | #N/A | #N/A | #N/A | #N/A | #N/A
#N/A | #N/A | #N/A | #N/A | 857 | #N/A | #N/A | #N/A | #N/A | #N/A | #N/A
#N/A | #N/A | #N/A | #N/A | 857 | #N/A | #N/A | #N/A | #N/A | #N/A | #N/A
#N/A | #N/A | #N/A | #N/A | 857 | #N/A | #N/A | #N/A | #N/A | #N/A | #N/A
#N/A | #N/A | #N/A | #N/A | 857 | #N/A | #N/A | #N/A | #N/A | #N/A | #N/A
#N/A | #N/A | #N/A | #N/A | 857 | #N/A | #N/A | #N/A | #N/A | #N/A | #N/A
#N/A | #N/A | #N/A | #N/A | 857 | #N/A | #N/A | #N/A | #N/A | #N/A | #N/A
#N/A | #N/A | #N/A | #N/A | 857 | #N/A | #N/A | #N/A | #N/A | #N/A | #N/A
#N/A | #N/A | #N/A | #N/A | 857 | #N/A | #N/A | #N/A | #N/A | #N/A | #N/A
#N/A | #N/A | #N/A | #N/A | 857 | #N/A | #N/A | #N/A | #N/A | #N/A | #N/A
#N/A | #N/A | #N/A | #N/A | 857 | #N/A | #N/A | #N/A | #N/A | #N/A | #N/A
#N/A | #N/A | #N/A | #N/A | 857 | #N/A | #N/A | #N/A | #N/A | #N/A | #N/A
#N/A | #N/A | #N/A | #N/A | 857 | #N/A | #N/A | #N/A | #N/A | #N/A | #N/A
#N/A | #N/A | #N/A | #N/A | 857 | #N/A | #N/A | #N/A | #N/A | #N/A | #N/A
#N/A | #N/A | #N/A | #N/A | 857 | #N/A | #N/A | #N/A | #N/A | #N/A | #N/A
#N/A | #N/A | #N/A | #N/A | 857 | #N/A | #N/A | #N/A | #N/A | #N/A | #N/A
#N/A | #N/A | #N/A | #N/A | 857 | #N/A | #N/A | #N/A | #N/A | #N/A | #N/A
#N/A | #N/A | #N/A | #N/A | 857 | #N/A | #N/A | #N/A | #N/A | #N/A | #N/A
#N/A | #N/A | #N/A | #N/A | 857 | #N/A | #N/A | #N/A | #N/A | #N/A | #N/A
#N/A | #N/A | #N/A | #N/A | 857 | #N/A | #N/A | #N/A | #N/A | #N/A | #N/A
#N/A | #N/A | #N/A | #N/A | 857 | #N/A | #N/A | #N/A | #N/A | #N/A | #N/A
#N/A | #N/A | #N/A | #N/A | 857 | #N/A | #N/A | #N/A | #N/A | #N/A | #N/A
#N/A | #N/A | #N/A | #N/A | 857 | #N/A | #N/A | #N/A | #N/A | #N/A | #N/A
#N/A | #N/A | #N/A | #N/A | 857 | #N/A | #N/A | #N/A | #N/A | #N/A | #N/A
#N/A | #N/A | #N/A | #N/A | 857 | #N/A | #N/A | #N/A | #N/A | #N/A | #N/A
#N/A | #N/A | #N/A | #N/A | 857 | #N/A | #N/A | #N/A | #N/A | #N/A | #N/A
#N/A | #N/A | #N/A | #N/A | 857 | #N/A | #N/A | #N/A | #N/A | #N/A | #N/A
#N/A | #N/A | #N/A | #N/A | 857 | #N/A | #N/A | #N/A | #N/A | #N/A | #N/A
#N/A | #N/A | #N/A | #N/A | 857 | #N/A | #N/A | #N/A | #N/A | #N/A | #N/A
#N/A | #N/A | #N/A | #N/A | 857 | #N/A | #N/A | #N/A | #N/A | #N/A | #N/A
#N/A | #N/A | #N/A | #N/A | 857 | #N/A | #N/A | #N/A | #N/A | #N/A | #N/A
#N/A | #N/A | #N/A | #N/A | 857 | #N/A | #N/A | #N/A | #N/A | #N/A | #N/A
#N/A | #N/A | #N/A | #N/A | 857 | #N/A | #N/A | #N/A | #N/A | #N/A | #N/A
#N/A | #N/A | #N/A | #N/A | 857 | #N/A | #N/A | #N/A | #N/A | #N/A | #N/A
#N/A | #N/A | #N/A | #N/A | 857 | #N/A | #N/A | #N/A | #N/A | #N/A | #N/A
#N/A | #N/A | #N/A | #N/A | 857 | #N/A | #N/A | #N/A | #N/A | #N/A | #N/A
#N/A | #N/A | #N/A | #N/A | 857 | #N/A | #N/A | #N/A | #N/A | #N/A | #N/A
#N/A | #N/A | #N/A | #N/A | 857 | #N/A | #N/A | #N/A | #N/A | #N/A | #N/A
#N/A | #N/A | #N/A | #N/A | 857 | #N/A | #N/A | #N/A | #N/A | #N/A | #N/A
#N/A | #N/A | #N/A | #N/A | 857 | #N/A | #N/A | #N/A | #N/A | #N/A | #N/A
#N/A | #N/A | #N/A | #N/A | 857 | #N/A | #N/A | #N/A | #N/A | #N/A | #N/A
#N/A | #N/A | #N/A | #N/A | 857 | #N/A | #N/A | #N/A | #N/A | #N/A | #N/A
#N/A | #N/A | #N/A | #N/A | 857 | #N/A | #N/A | #N/A | #N/A | #N/A | #N/A
#N/A | #N/A | #N/A | #N/A | 857 | #N/A | #N/A | #N/A | #N/A | #N/A | #N/A
#N/A | #N/A | #N/A | #N/A | 857 | #N/A | #N/A | #N/A | #N/A | #N/A | #N/A
#N/A | #N/A | #N/A | #N/A | 857 | #N/A | #N/A | #N/A | #N/A | #N/A | #N/A
#N/A | #N/A | #N/A | #N/A | 857 | #N/A | #N/A | #N/A | #N/A | #N/A | #N/A
#N/A | #N/A | #N/A | #N/A | 857 | #N/A | #N/A | #N/A | #N/A | #N/A | #N/A
#N/A | #N/A | #N/A | #N/A | 857 | #N/A | #N/A | #N/A | #N/A | #N/A | #N/A
#N/A | #N/A | #N/A | #N/A | 857 | #N/A | #N/A | #N/A | #N/A | #N/A | #N/A
#N/A | #N/A | #N/A | #N/A | 857 | #N/A | #N/A | #N/A | #N/A | #N/A | #N/A
#N/A | #N/A | #N/A | #N/A | 857 | #N/A | #N/A | #N/A | #N/A | #N/A | #N/A
#N/A | #N/A | #N/A | #N/A | 857 | #N/A | #N/A | #N/A | #N/A | #N/A | #N/A
#N/A | #N/A | #N/A | #N/A | 857 | #N/A | #N/A | #N/A | #N/A | #N/A | #N/A
#N/A | #N/A | #N/A | #N/A | 857 | #N/A | #N/A | #N/A | #N/A | #N/A | #N/A
#N/A | #N/A | #N/A | #N/A | 857 | #N/A | #N/A | #N/A | #N/A | #N/A | #N/A
#N/A | #N/A | #N/A | #N/A | 857 | #N/A | #N/A | #N/A | #N/A | #N/A | #N/A
#N/A | #N/A | #N/A | #N/A | 857 | #N/A | #N/A | #N/A | #N/A | #N/A | #N/A
#N/A | #N/A | #N/A | #N/A | 857 | #N/A | #N/A | #N/A | #N/A | #N/A | #N/A
#N/A | #N/A | #N/A | #N/A | 857 | #N/A | #N/A | #N/A | #N/A | #N/A | #N/A
#N/A | #N/A | #N/A | #N/A | 857 | #N/A | #N/A | #N/A | #N/A | #N/A | #N/A
#N/A | #N/A | #N/A | #N/A | 857 | #N/A | #N/A | #N/A | #N/A | #N/A | #N/A
#N/A | #N/A | #N/A | #N/A | 857 | #N/A | #N/A | #N/A | #N/A | #N/A | #N/A
#N/A | #N/A | #N/A | #N/A | 857 | #N/A | #N/A | #N/A | #N/A | #N/A | #N/A
#N/A | #N/A | #N/A | #N/A | 857 | #N/A | #N/A | #N/A | #N/A | #N/A | #N/A
#N/A | #N/A | #N/A | #N/A | 857 | #N/A | #N/A | #N/A | #N/A | #N/A | #N/A
#N/A | #N/A | #N/A | #N/A | 857 | #N/A | #N/A | #N/A | #N/A | #N/A | #N/A
#N/A | #N/A | #N/A | #N/A | 857 | #N/A | #N/A | #N/A | #N/A | #N/A | #N/A
#N/A | #N/A | #N/A | #N/A | 857 | #N/A | #N/A | #N/A | #N/A | #N/A | #N/A
#N/A | #N/A | #N/A | #N/A | 857 | #N/A | #N/A | #N/A | #N/A | #N/A | #N/A
#N/A | #N/A | #N/A | #N/A | 857 | #N/A | #N/A | #N/A | #N/A | #N/A | #N/A
#N/A | #N/A | #N/A | #N/A | 857 | #N/A | #N/A | #N/A | #N/A | #N/A | #N/A
#N/A | #N/A | #N/A | #N/A | 857 | #N/A | #N/A | #N/A | #N/A | #N/A | #N/A
#N/A | #N/A | #N/A | #N/A | 857 | #N/A | #N/A | #N/A | #N/A | #N/A | #N/A
#N/A | #N/A | #N/A | #N/A | 857 | #N/A | #N/A | #N/A | #N/A | #N/A | #N/A
#N/A | #N/A | #N/A | #N/A | 857 | #N/A | #N/A | #N/A | #N/A | #N/A | #N/A
#N/A | #N/A | #N/A | #N/A | 857 | #N/A | #N/A | #N/A | #N/A | #N/A | #N/A
#N/A | #N/A | #N/A | #N/A | 857 | #N/A | #N/A | #N/A | #N/A | #N/A | #N/A
#N/A | #N/A | #N/A | #N/A | 857 | #N/A | #N/A | #N/A | #N/A | #N/A | #N/A
#N/A | #N/A | #N/A | #N/A | 857 | #N/A | #N/A | #N/A | #N/A | #N/A | #N/A
#N/A | #N/A | #N/A | #N/A | 857 | #N/A | #N/A | #N/A | #N/A | #N/A | #N/A
#N/A | #N/A | #N/A | #N/A | 857 | #N/A | #N/A | #N/A | #N/A | #N/A | #N/A
#N/A | #N/A | #N/A | #N/A | 857 | #N/A | #N/A | #N/A | #N/A | #N/A | #N/A
#N/A | #N/A | #N/A | #N/A | 857 | #N/A | #N/A | #N/A | #N/A | #N/A | #N/A
#N/A | #N/A | #N/A | #N/A | 857 | #N/A | #N/A | #N/A | #N/A | #N/A | #N/A
#N/A | #N/A | #N/A | #N/A | 857 | #N/A | #N/A | #N/A | #N/A | #N/A | #N/A
#N/A | #N/A | #N/A | #N/A | 857 | #N/A | #N/A | #N/A | #N/A | #N/A | #N/A
#N/A | #N/A | #N/A | #N/A | 857 | #N/A | #N/A | #N/A | #N/A | #N/A | #N/A
#N/A | #N/A | #N/A | #N/A | 857 | #N/A | #N/A | #N/A | #N/A | #N/A | #N/A
#N/A | #N/A | #N/A | #N/A | 857 | #N/A | #N/A | #N/A | #N/A | #N/A | #N/A
#N/A | #N/A | #N/A | #N/A | 857 | #N/A | #N/A | #N/A | #N/A | #N/A | #N/A
#N/A | #N/A | #N/A | #N/A | 857 | #N/A | #N/A | #N/A | #N/A | #N/A | #N/A
#N/A | #N/A | #N/A | #N/A | 857 | #N/A | #N/A | #N/A | #N/A | #N/A | #N/A
#N/A | #N/A | #N/A | #N/A | 857 | #N/A | #N/A | #N/A | #N/A | #N/A | #N/A
#N/A | #N/A | #N/A | #N/A | 857 | #N/A | #N/A | #N/A | #N/A | #N/A | #N/A
#N/A | #N/A | #N/A | #N/A | 857 | #N/A | #N/A | #N/A | #N/A | #N/A | #N/A
#N/A | #N/A | #N/A | #N/A | 857 | #N/A | #N/A | #N/A | #N/A | #N/A | #N/A
#N/A | #N/A | #N/A | #N/A | 857 | #N/A | #N/A | #N/A | #N/A | #N/A | #N/A
#N/A | #N/A | #N/A | #N/A | 857 | #N/A | #N/A | #N/A | #N/A | #N/A | #N/A
#N/A | #N/A | #N/A | #N/A | 857 | #N/A | #N/A | #N/A | #N/A | #N/A | #N/A
#N/A | #N/A | #N/A | #N/A | 857 | #N/A | #N/A | #N/A | #N/A | #N/A | #N/A
#N/A | #N/A | #N/A | #N/A | 857 | #N/A | #N/A | #N/A | #N/A | #N/A | #N/A
#N/A | #N/A | #N/A | #N/A | 857 | #N/A | #N/A | #N/A | #N/A | #N/A | #N/A
#N/A | #N/A | #N/A | #N/A | 857 | #N/A | #N/A | #N/A | #N/A | #N/A | #N/A
#N/A | #N/A | #N/A | #N/A | 857 | #N/A | #N/A | #N/A | #N/A | #N/A | #N/A
#N/A | #N/A | #N/A | #N/A | 857 | #N/A | #N/A | #N/A | #N/A | #N/A | #N/A
#N/A | #N/A | #N/A | #N/A | 857 | #N/A | #N/A | #N/A | #N/A | #N/A | #N/A
#N/A | #N/A | #N/A | #N/A | 857 | #N/A | #N/A | #N/A | #N/A | #N/A | #N/A
#N/A | #N/A | #N/A | #N/A | 857 | #N/A | #N/A | #N/A | #N/A | #N/A | #N/A
#N/A | #N/A | #N/A | #N/A | 857 | #N/A | #N/A | #N/A | #N/A | #N/A | #N/A
#N/A | #N/A | #N/A | #N/A | 857 | #N/A | #N/A | #N/A | #N/A | #N/A | #N/A
#N/A | #N/A | #N/A | #N/A | 857 | #N/A | #N/A | #N/A | #N/A | #N/A | #N/A
#N/A | #N/A | #N/A | #N/A | 857 | #N/A | #N/A | #N/A | #N/A | #N/A | #N/A
#N/A | #N/A | #N/A | #N/A | 857 | #N/A | #N/A | #N/A | #N/A | #N/A | #N/A
#N/A | #N/A | #N/A | #N/A | 857 | #N/A | #N/A | #N/A | #N/A | #N/A | #N/A
#N/A | #N/A | #N/A | #N/A | 857 | #N/A | #N/A | #N/A | #N/A | #N/A | #N/A
#N/A | #N/A | #N/A | #N/A | 857 | #N/A | #N/A | #N/A | #N/A | #N/A | #N/A
#N/A | #N/A | #N/A | #N/A | 857 | #N/A | #N/A | #N/A | #N/A | #N/A | #N/A
#N/A | #N/A | #N/A | #N/A | 857 | #N/A | #N/A | #N/A | #N/A | #N/A | #N/A
#N/A | #N/A | #N/A | #N/A | 857 | #N/A | #N/A | #N/A | #N/A | #N/A | #N/A
#N/A | #N/A | #N/A | #N/A | 857 | #N/A | #N/A | #N/A | #N/A | #N/A | #N/A
#N/A | #N/A | #N/A | #N/A | 857 | #N/A | #N/A | #N/A | #N/A | #N/A | #N/A
#N/A | #N/A | #N/A | #N/A | 857 | #N/A | #N/A | #N/A | #N/A | #N/A | #N/A
#N/A | #N/A | #N/A | #N/A | 857 | #N/A | #N/A | #N/A | #N/A | #N/A | #N/A
#N/A | #N/A | #N/A | #N/A | 857 | #N/A | #N/A | #N/A | #N/A | #N/A | #N/A
#N/A | #N/A | #N/A | #N/A | 857 | #N/A | #N/A | #N/A | #N/A | #N/A | #N/A
#N/A | #N/A | #N/A | #N/A | 857 | #N/A | #N/A | #N/A | #N/A | #N/A | #N/A
#N/A | #N/A | #N/A | #N/A | 857 | #N/A | #N/A | #N/A | #N/A | #N/A | #N/A
#N/A | #N/A | #N/A | #N/A | 857 | #N/A | #N/A | #N/A | #N/A | #N/A | #N/A
#N/A | #N/A | #N/A | #N/A | 857 | #N/A | #N/A | #N/A | #N/A | #N/A | #N/A
#N/A | #N/A | #N/A | #N/A | 857 | #N/A | #N/A | #N/A | #N/A | #N/A | #N/A
#N/A | #N/A | #N/A | #N/A | 857 | #N/A | #N/A | #N/A | #N/A | #N/A | #N/A
#N/A | #N/A | #N/A | #N/A | 857 | #N/A | #N/A | #N/A | #N/A | #N/A | #N/A
#N/A | #N/A | #N/A | #N/A | 857 | #N/A | #N/A | #N/A | #N/A | #N/A | #N/A
#N/A | #N/A | #N/A | #N/A | 857 | #N/A | #N/A | #N/A | #N/A | #N/A | #N/A
#N/A | #N/A | #N/A | #N/A | 857 | #N/A | #N/A | #N/A | #N/A | #N/A | #N/A
#N/A | #N/A | #N/A | #N/A | 857 | #N/A | #N/A | #N/A | #N/A | #N/A | #N/A
#N/A | #N/A | #N/A | #N/A | 857 | #N/A | #N/A | #N/A | #N/A | #N/A | #N/A
#N/A | #N/A | #N/A | #N/A | 857 | #N/A | #N/A | #N/A | #N/A | #N/A | #N/A
#N/A | #N/A | #N/A | #N/A | 857 | #N/A | #N/A | #N/A | #N/A | #N/A | #N/A
#N/A | #N/A | #N/A | #N/A | 857 | #N/A | #N/A | #N/A | #N/A | #N/A | #N/A
#N/A | #N/A | #N/A | #N/A | 857 | #N/A | #N/A | #N/A | #N/A | #N/A | #N/A
#N/A | #N/A | #N/A | #N/A | 857 | #N/A | #N/A | #N/A | #N/A | #N/A | #N/A
#N/A | #N/A | #N/A | #N/A | 857 | #N/A | #N/A | #N/A | #N/A | #N/A | #N/A
#N/A | #N/A | #N/A | #N/A | 857 | #N/A | #N/A | #N/A | #N/A | #N/A | #N/A
#N/A | #N/A | #N/A | #N/A | 857 | #N/A | #N/A | #N/A | #N/A | #N/A | #N/A
#N/A | #N/A | #N/A | #N/A | 857 | #N/A | #N/A | #N/A | #N/A | #N/A | #N/A
#N/A | #N/A | #N/A | #N/A | 857 | #N/A | #N/A | #N/A | #N/A | #N/A | #N/A
#N/A | #N/A | #N/A | #N/A | 857 | #N/A | #N/A | #N/A | #N/A | #N/A | #N/A
#N/A | #N/A | #N/A | #N/A | 857 | #N/A | #N/A | #N/A | #N/A | #N/A | #N/A
#N/A | #N/A | #N/A | #N/A | 857 | #N/A | #N/A | #N/A | #N/A | #N/A | #N/A
#N/A | #N/A | #N/A | #N/A | 857 | #N/A | #N/A | #N/A | #N/A | #N/A | #N/A
#N/A | #N/A | #N/A | #N/A | 857 | #N/A | #N/A | #N/A | #N/A | #N/A | #N/A
#N/A | #N/A | #N/A | #N/A | 857 | #N/A | #N/A | #N/A | #N/A | #N/A | #N/A
#N/A | #N/A | #N/A | #N/A | 857 | #N/A | #N/A | #N/A | #N/A | #N/A | #N/A
#N/A | #N/A | #N/A | #N/A | 857 | #N/A | #N/A | #N/A | #N/A | #N/A | #N/A
#N/A | #N/A | #N/A | #N/A | 857 | #N/A | #N/A | #N/A | #N/A | #N/A | #N/A
#N/A | #N/A | #N/A | #N/A | 857 | #N/A | #N/A | #N/A | #N/A | #N/A | #N/A
#N/A | #N/A | #N/A | #N/A | 857 | #N/A | #N/A | #N/A | #N/A | #N/A | #N/A
#N/A | #N/A | #N/A | #N/A | 857 | #N/A | #N/A | #N/A | #N/A | #N/A | #N/A
#N/A | #N/A | #N/A | #N/A | 857 | #N/A | #N/A | #N/A | #N/A | #N/A | #N/A
#N/A | #N/A | #N/A | #N/A | 857 | #N/A | #N/A | #N/A | #N/A | #N/A | #N/A
#N/A | #N/A | #N/A | #N/A | 857 | #N/A | #N/A | #N/A | #N/A | #N/A | #N/A
#N/A | #N/A | #N/A | #N/A | 857 | #N/A | #N/A | #N/A | #N/A | #N/A | #N/A
#N/A | #N/A | #N/A | #N/A | 857 | #N/A | #N/A | #N/A | #N/A | #N/A | #N/A
#N/A | #N/A | #N/A | #N/A | 857 | #N/A | #N/A | #N/A | #N/A | #N/A | #N/A
#N/A | #N/A | #N/A | #N/A | 857 | #N/A | #N/A | #N/A | #N/A | #N/A | #N/A
#N/A | #N/A | #N/A | #N/A | 857 | #N/A | #N/A | #N/A | #N/A | #N/A | #N/A
#N/A | #N/A | #N/A | #N/A | 857 | #N/A | #N/A | #N/A | #N/A | #N/A | #N/A
#N/A | #N/A | #N/A | #N/A | 857 | #N/A | #N/A | #N/A | #N/A | #N/A | #N/A
#N/A | #N/A | #N/A | #N/A | 857 | #N/A | #N/A | #N/A | #N/A | #N/A | #N/A
#N/A | #N/A | #N/A | #N/A | 857 | #N/A | #N/A | #N/A | #N/A | #N/A | #N/A
#N/A | #N/A | #N/A | #N/A | 857 | #N/A | #N/A | #N/A | #N/A | #N/A | #N/A
#N/A | #N/A | #N/A | #N/A | 857 | #N/A | #N/A | #N/A | #N/A | #N/A | #N/A
#N/A | #N/A | #N/A | #N/A | 857 | #N/A | #N/A | #N/A | #N/A | #N/A | #N/A
#N/A | #N/A | #N/A | #N/A | 857 | #N/A | #N/A | #N/A | #N/A | #N/A | #N/A
#N/A | #N/A | #N/A | #N/A | 857 | #N/A | #N/A | #N/A | #N/A | #N/A | #N/A
#N/A | #N/A | #N/A | #N/A | 857 | #N/A | #N/A | #N/A | #N/A | #N/A | #N/A
#N/A | #N/A | #N/A | #N/A | 857 | #N/A | #N/A | #N/A | #N/A | #N/A | #N/A
#N/A | #N/A | #N/A | #N/A | 857 | #N/A | #N/A | #N/A | #N/A | #N/A | #N/A
#N/A | #N/A | #N/A | #N/A | 857 | #N/A | #N/A | #N/A | #N/A | #N/A | #N/A
#N/A | #N/A | #N/A | #N/A | 857 | #N/A | #N/A | #N/A | #N/A | #N/A | #N/A
#N/A | #N/A | #N/A | #N/A | 857 | #N/A | #N/A | #N/A | #N/A | #N/A | #N/A
#N/A | #N/A | #N/A | #N/A | 857 | #N/A | #N/A | #N/A | #N/A | #N/A | #N/A
#N/A | #N/A | #N/A | #N/A | 857 | #N/A | #N/A | #N/A | #N/A | #N/A | #N/A
#N/A | #N/A | #N/A | #N/A | 857 | #N/A | #N/A | #N/A | #N/A | #N/A | #N/A
#N/A | #N/A | #N/A | #N/A | 857 | #N/A | #N/A | #N/A | #N/A | #N/A | #N/A
#N/A | #N/A | #N/A | #N/A | 857 | #N/A | #N/A | #N/A | #N/A | #N/A | #N/A
#N/A | #N/A | #N/A | #N/A | 857 | #N/A | #N/A | #N/A | #N/A | #N/A | #N/A
#N/A | #N/A | #N/A | #N/A | 857 | #N/A | #N/A | #N/A | #N/A | #N/A | #N/A
#N/A | #N/A | #N/A | #N/A | 857 | #N/A | #N/A | #N/A | #N/A | #N/A | #N/A
#N/A | #N/A | #N/A | #N/A | 857 | #N/A | #N/A | #N/A | #N/A | #N/A | #N/A
#N/A | #N/A | #N/A | #N/A | 857 | #N/A | #N/A | #N/A | #N/A | #N/A | #N/A
#N/A | #N/A | #N/A | #N/A | 857 | #N/A | #N/A | #N/A | #N/A | #N/A | #N/A
#N/A | #N/A | #N/A | #N/A | 857 | #N/A | #N/A | #N/A | #N/A | #N/A | #N/A
#N/A | #N/A | #N/A | #N/A | 857 | #N/A | #N/A | #N/A | #N/A | #N/A | #N/A
#N/A | #N/A | #N/A | #N/A | 857 | #N/A | #N/A | #N/A | #N/A | #N/A | #N/A
#N/A | #N/A | #N/A | #N/A | 857 | #N/A | #N/A | #N/A | #N/A | #N/A | #N/A
#N/A | #N/A | #N/A | #N/A | 857 | #N/A | #N/A | #N/A | #N/A | #N/A | #N/A
#N/A | #N/A | #N/A | #N/A | 857 | #N/A | #N/A | #N/A | #N/A | #N/A | #N/A
#N/A | #N/A | #N/A | #N/A | 857 | #N/A | #N/A | #N/A | #N/A | #N/A | #N/A
#N/A | #N/A | #N/A | #N/A | 857 | #N/A | #N/A | #N/A | #N/A | #N/A | #N/A
#N/A | #N/A | #N/A | #N/A | 857 | #N/A | #N/A | #N/A | #N/A | #N/A | #N/A
#N/A | #N/A | #N/A | #N/A | 857 | #N/A | #N/A | #N/A | #N/A | #N/A | #N/A
#N/A | #N/A | #N/A | #N/A | 857 | #N/A | #N/A | #N/A | #N/A | #N/A | #N/A
#N/A | #N/A | #N/A | #N/A | 857 | #N/A | #N/A | #N/A | #N/A | #N/A | #N/A
#N/A | #N/A | #N/A | #N/A | 857 | #N/A | #N/A | #N/A | #N/A | #N/A | #N/A
#N/A | #N/A | #N/A | #N/A | 857 | #N/A | #N/A | #N/A | #N/A | #N/A | #N/A
#N/A | #N/A | #N/A | #N/A | 857 | #N/A | #N/A | #N/A | #N/A | #N/A | #N/A
#N/A | #N/A | #N/A | #N/A | 857 | #N/A | #N/A | #N/A | #N/A | #N/A | #N/A
#N/A | #N/A | #N/A | #N/A | 857 | #N/A | #N/A | #N/A | #N/A | #N/A | #N/A
#N/A | #N/A | #N/A | #N/A | 857 | #N/A | #N/A | #N/A | #N/A | #N/A | #N/A
#N/A | #N/A | #N/A | #N/A | 857 | #N/A | #N/A | #N/A | #N/A | #N/A | #N/A
#N/A | #N/A | #N/A | #N/A | 857 | #N/A | #N/A | #N/A | #N/A | #N/A | #N/A
#N/A | #N/A | #N/A | #N/A | 857 | #N/A | #N/A | #N/A | #N/A | #N/A | #N/A
#N/A | #N/A | #N/A | #N/A | 857 | #N/A | #N/A | #N/A | #N/A | #N/A | #N/A
#N/A | #N/A | #N/A | #N/A | 857 | #N/A | #N/A | #N/A | #N/A | #N/A | #N/A
#N/A | #N/A | #N/A | #N/A | 857 | #N/A | #N/A | #N/A | #N/A | #N/A | #N/A
#N/A | #N/A | #N/A | #N/A | 857 | #N/A | #N/A | #N/A | #N/A | #N/A | #N/A
#N/A | #N/A | #N/A | #N/A | 857 | #N/A | #N/A | #N/A | #N/A | #N/A | #N/A
#N/A | #N/A | #N/A | #N/A | 857 | #N/A | #N/A | #N/A | #N/A | #N/A | #N/A
#N/A | #N/A | #N/A | #N/A | 857 | #N/A | #N/A | #N/A | #N/A | #N/A | #N/A
#N/A | #N/A | #N/A | #N/A | 857 | #N/A | #N/A | #N/A | #N/A | #N/A | #N/A
#N/A | #N/A | #N/A | #N/A | 857 | #N/A | #N/A | #N/A | #N/A | #N/A | #N/A
#N/A | #N/A | #N/A | #N/A | 857 | #N/A | #N/A | #N/A | #N/A | #N/A | #N/A
#N/A | #N/A | #N/A | #N/A | 857 | #N/A | #N/A | #N/A | #N/A | #N/A | #N/A
#N/A | #N/A | #N/A | #N/A | 857 | #N/A | #N/A | #N/A | #N/A | #N/A | #N/A
#N/A | #N/A | #N/A | #N/A | 857 | #N/A | #N/A | #N/A | #N/A | #N/A | #N/A
#N/A | #N/A | #N/A | #N/A | 857 | #N/A | #N/A | #N/A | #N/A | #N/A | #N/A
#N/A | #N/A | #N/A | #N/A | 857 | #N/A | #N/A | #N/A | #N/A | #N/A | #N/A
#N/A | #N/A | #N/A | #N/A | 857 | #N/A | #N/A | #N/A | #N/A | #N/A | #N/A
#N/A | #N/A | #N/A | #N/A | 857 | #N/A | #N/A | #N/A | #N/A | #N/A | #N/A
#N/A | #N/A | #N/A | #N/A | 857 | #N/A | #N/A | #N/A | #N/A | #N/A | #N/A
#N/A | #N/A | #N/A | #N/A | 857 | #N/A | #N/A | #N/A | #N/A | #N/A | #N/A
#N/A | #N/A | #N/A | #N/A | 857 | #N/A | #N/A | #N/A | #N/A | #N/A | #N/A
#N/A | #N/A | #N/A | #N/A | 857 | #N/A | #N/A | #N/A | #N/A | #N/A | #N/A
#N/A | #N/A | #N/A | #N/A | 857 | #N/A | #N/A | #N/A | #N/A | #N/A | #N/A
#N/A | #N/A | #N/A | #N/A | 857 | #N/A | #N/A | #N/A | #N/A | #N/A | #N/A
#N/A | #N/A | #N/A | #N/A | 857 | #N/A | #N/A | #N/A | #N/A | #N/A | #N/A
#N/A | #N/A | #N/A | #N/A | 857 | #N/A | #N/A | #N/A | #N/A | #N/A | #N/A
#N/A | #N/A | #N/A | #N/A | 857 | #N/A | #N/A | #N/A | #N/A | #N/A | #N/A
#N/A | #N/A | #N/A | #N/A | 857 | #N/A | #N/A | #N/A | #N/A | #N/A | #N/A
#N/A | #N/A | #N/A | #N/A | 857 | #N/A | #N/A | #N/A | #N/A | #N/A | #N/A
#N/A | #N/A | #N/A | #N/A | 857 | #N/A | #N/A | #N/A | #N/A | #N/A | #N/A
#N/A | #N/A | #N/A | #N/A | 857 | #N/A | #N/A | #N/A | #N/A | #N/A | #N/A
#N/A | #N/A | #N/A | #N/A | 857 | #N/A | #N/A | #N/A | #N/A | #N/A | #N/A
#N/A | #N/A | #N/A | #N/A | 857 | #N/A | #N/A | #N/A | #N/A | #N/A | #N/A
#N/A | #N/A | #N/A | #N/A | 857 | #N/A | #N/A | #N/A | #N/A | #N/A | #N/A
#N/A | #N/A | #N/A | #N/A | 857 | #N/A | #N/A | #N/A | #N/A | #N/A | #N/A
#N/A | #N/A | #N/A | #N/A | 857 | #N/A | #N/A | #N/A | #N/A | #N/A | #N/A
#N/A | #N/A | #N/A | #N/A | 857 | #N/A | #N/A | #N/A | #N/A | #N/A | #N/A
#N/A | #N/A | #N/A | #N/A | 857 | #N/A | #N/A | #N/A | #N/A | #N/A | #N/A
#N/A | #N/A | #N/A | #N/A | 857 | #N/A | #N/A | #N/A | #N/A | #N/A | #N/A
#N/A | #N/A | #N/A | #N/A | 857 | #N/A | #N/A | #N/A | #N/A | #N/A | #N/A
#N/A | #N/A | #N/A | #N/A | 857 | #N/A | #N/A | #N/A | #N/A | #N/A | #N/A
#N/A | #N/A | #N/A | #N/A | 857 | #N/A | #N/A | #N/A | #N/A | #N/A | #N/A
#N/A | #N/A | #N/A | #N/A | 857 | #N/A | #N/A | #N/A | #N/A | #N/A | #N/A
#N/A | #N/A | #N/A | #N/A | 857 | #N/A | #N/A | #N/A | #N/A | #N/A | #N/A
#N/A | #N/A | #N/A | #N/A | 857 | #N/A | #N/A | #N/A | #N/A | #N/A | #N/A
#N/A | #N/A | #N/A | #N/A | 857 | #N/A | #N/A | #N/A | #N/A | #N/A | #N/A
#N/A | #N/A | #N/A | #N/A | 857 | #N/A | #N/A | #N/A | #N/A | #N/A | #N/A
#N/A | #N/A | #N/A | #N/A | 857 | #N/A | #N/A | #N/A | #N/A | #N/A | #N/A
#N/A | #N/A | #N/A | #N/A | 857 | #N/A | #N/A | #N/A | #N/A | #N/A | #N/A
#N/A | #N/A | #N/A | #N/A | 857 | #N/A | #N/A | #N/A | #N/A | #N/A | #N/A
#N/A | #N/A | #N/A | #N/A | 857 | #N/A | #N/A | #N/A | #N/A | #N/A | #N/A
#N/A | #N/A | #N/A | #N/A | 857 | #N/A | #N/A | #N/A | #N/A | #N/A | #N/A
#N/A | #N/A | #N/A | #N/A | 857 | #N/A | #N/A | #N/A | #N/A | #N/A | #N/A
#N/A | #N/A | #N/A | #N/A | 857 | #N/A | #N/A | #N/A | #N/A | #N/A | #N/A
#N/A | #N/A | #N/A | #N/A | 857 | #N/A | #N/A | #N/A | #N/A | #N/A | #N/A
#N/A | #N/A | #N/A | #N/A | 857 | #N/A | #N/A | #N/A | #N/A | #N/A | #N/A
#N/A | #N/A | #N/A | #N/A | 857 | #N/A | #N/A | #N/A | #N/A | #N/A | #N/A
#N/A | #N/A | #N/A | #N/A | 857 | #N/A | #N/A | #N/A | #N/A | #N/A | #N/A
#N/A | #N/A | #N/A | #N/A | 857 | #N/A | #N/A | #N/A | #N/A | #N/A | #N/A
#N/A | #N/A | #N/A | #N/A | 857 | #N/A | #N/A | #N/A | #N/A | #N/A | #N/A
#N/A | #N/A | #N/A | #N/A | 857 | #N/A | #N/A | #N/A | #N/A | #N/A | #N/A
#N/A | #N/A | #N/A | #N/A | 857 | #N/A | #N/A | #N/A | #N/A | #N/A | #N/A
#N/A | #N/A | #N/A | #N/A | 857 | #N/A | #N/A | #N/A | #N/A | #N/A | #N/A
#N/A | #N/A | #N/A | #N/A | 857 | #N/A | #N/A | #N/A | #N/A | #N/A | #N/A
#N/A | #N/A | #N/A | #N/A | 857 | #N/A | #N/A | #N/A | #N/A | #N/A | #N/A
#N/A | #N/A | #N/A | #N/A | 857 | #N/A | #N/A | #N/A | #N/A | #N/A | #N/A
#N/A | #N/A | #N/A | #N/A | 857 | #N/A | #N/A | #N/A | #N/A | #N/A | #N/A
#N/A | #N/A | #N/A | #N/A | 857 | #N/A | #N/A | #N/A | #N/A | #N/A | #N/A
#N/A | #N/A | #N/A | #N/A | 857 | #N/A | #N/A | #N/A | #N/A | #N/A | #N/A
#N/A | #N/A | #N/A | #N/A | 857 | #N/A | #N/A | #N/A | #N/A | #N/A | #N/A
#N/A | #N/A | #N/A | #N/A | 857 | #N/A | #N/A | #N/A | #N/A | #N/A | #N/A
#N/A | #N/A | #N/A | #N/A | 857 | #N/A | #N/A | #N/A | #N/A | #N/A | #N/A
#N/A | #N/A | #N/A | #N/A | 857 | #N/A | #N/A | #N/A | #N/A | #N/A | #N/A
#N/A | #N/A | #N/A | #N/A | 857 | #N/A | #N/A | #N/A | #N/A | #N/A | #N/A
#N/A | #N/A | #N/A | #N/A | 857 | #N/A | #N/A | #N/A | #N/A | #N/A | #N/A
#N/A | #N/A | #N/A | #N/A | 857 | #N/A | #N/A | #N/A | #N/A | #N/A | #N/A
#N/A | #N/A | #N/A | #N/A | 857 | #N/A | #N/A | #N/A | #N/A | #N/A | #N/A
#N/A | #N/A | #N/A | #N/A | 857 | #N/A | #N/A | #N/A | #N/A | #N/A | #N/A
#N/A | #N/A | #N/A | #N/A | 857 | #N/A | #N/A | #N/A | #N/A | #N/A | #N/A
#N/A | #N/A | #N/A | #N/A | 857 | #N/A | #N/A | #N/A | #N/A | #N/A | #N/A
#N/A | #N/A | #N/A | #N/A | 857 | #N/A | #N/A | #N/A | #N/A | #N/A | #N/A
#N/A | #N/A | #N/A | #N/A | 857 | #N/A | #N/A | #N/A | #N/A | #N/A | #N/A
#N/A | #N/A | #N/A | #N/A | 857 | #N/A | #N/A | #N/A | #N/A | #N/A | #N/A
#N/A | #N/A | #N/A | #N/A | 857 | #N/A | #N/A | #N/A | #N/A | #N/A | #N/A
#N/A | #N/A | #N/A | #N/A | 857 | #N/A | #N/A | #N/A | #N/A | #N/A | #N/A
#N/A | #N/A | #N/A | #N/A | 857 | #N/A | #N/A | #N/A | #N/A | #N/A | #N/A
#N/A | #N/A | #N/A | #N/A | 857 | #N/A | #N/A | #N/A | #N/A | #N/A | #N/A
#N/A | #N/A | #N/A | #N/A | 857 | #N/A | #N/A | #N/A | #N/A | #N/A | #N/A
#N/A | #N/A | #N/A | #N/A | 857 | #N/A | #N/A | #N/A | #N/A | #N/A | #N/A
#N/A | #N/A | #N/A | #N/A | 857 | #N/A | #N/A | #N/A | #N/A | #N/A | #N/A
#N/A | #N/A | #N/A | #N/A | 857 | #N/A | #N/A | #N/A | #N/A | #N/A | #N/A
#N/A | #N/A | #N/A | #N/A | 857 | #N/A | #N/A | #N/A | #N/A | #N/A | #N/A
#N/A | #N/A | #N/A | #N/A | 857 | #N/A | #N/A | #N/A | #N/A | #N/A | #N/A
#N/A | #N/A | #N/A | #N/A | 857 | #N/A | #N/A | #N/A | #N/A | #N/A | #N/A
#N/A | #N/A | #N/A | #N/A | 857 | #N/A | #N/A | #N/A | #N/A | #N/A | #N/A
#N/A | #N/A | #N/A | #N/A | 857 | #N/A | #N/A | #N/A | #N/A | #N/A | #N/A
#N/A | #N/A | #N/A | #N/A | 857 | #N/A | #N/A | #N/A | #N/A | #N/A | #N/A
#N/A | #N/A | #N/A | #N/A | 857 | #N/A | #N/A | #N/A | #N/A | #N/A | #N/A
#N/A | #N/A | #N/A | #N/A | 857 | #N/A | #N/A | #N/A | #N/A | #N/A | #N/A
#N/A | #N/A | #N/A | #N/A | 857 | #N/A | #N/A | #N/A | #N/A | #N/A | #N/A
#N/A | #N/A | #N/A | #N/A | 857 | #N/A | #N/A | #N/A | #N/A | #N/A | #N/A
#N/A | #N/A | #N/A | #N/A | 857 | #N/A | #N/A | #N/A | #N/A | #N/A | #N/A
#N/A | #N/A | #N/A | #N/A | 857 | #N/A | #N/A | #N/A | #N/A | #N/A | #N/A
#N/A | #N/A | #N/A | #N/A | 857 | #N/A | #N/A | #N/A | #N/A | #N/A | #N/A
#N/A | #N/A | #N/A | #N/A | 857 | #N/A | #N/A | #N/A | #N/A | #N/A | #N/A
#N/A | #N/A | #N/A | #N/A | 857 | #N/A | #N/A | #N/A | #N/A | #N/A | #N/A
#N/A | #N/A | #N/A | #N/A | 857 | #N/A | #N/A | #N/A | #N/A | #N/A | #N/A
#N/A | #N/A | #N/A | #N/A | 857 | #N/A | #N/A | #N/A | #N/A | #N/A | #N/A
#N/A | #N/A | #N/A | #N/A | 857 | #N/A | #N/A | #N/A | #N/A | #N/A | #N/A
#N/A | #N/A | #N/A | #N/A | 857 | #N/A | #N/A | #N/A | #N/A | #N/A | #N/A
#N/A | #N/A | #N/A | #N/A | 857 | #N/A | #N/A | #N/A | #N/A | #N/A | #N/A
#N/A | #N/A | #N/A | #N/A | 857 | #N/A | #N/A | #N/A | #N/A | #N/A | #N/A
#N/A | #N/A | #N/A | #N/A | 857 | #N/A | #N/A | #N/A | #N/A | #N/A | #N/A
#N/A | #N/A | #N/A | #N/A | 857 | #N/A | #N/A | #N/A | #N/A | #N/A | #N/A
#N/A | #N/A | #N/A | #N/A | 857 | #N/A | #N/A | #N/A | #N/A | #N/A | #N/A
#N/A | #N/A | #N/A | #N/A | 857 | #N/A | #N/A | #N/A | #N/A | #N/A | #N/A
#N/A | #N/A | #N/A | #N/A | 857 | #N/A | #N/A | #N/A | #N/A | #N/A | #N/A
#N/A | #N/A | #N/A | #N/A | 857 | #N/A | #N/A | #N/A | #N/A | #N/A | #N/A
#N/A | #N/A | #N/A | #N/A | 857 | #N/A | #N/A | #N/A | #N/A | #N/A | #N/A
#N/A | #N/A | #N/A | #N/A | 857 | #N/A | #N/A | #N/A | #N/A | #N/A | #N/A
#N/A | #N/A | #N/A | #N/A | 857 | #N/A | #N/A | #N/A | #N/A | #N/A | #N/A
#N/A | #N/A | #N/A | #N/A | 857 | #N/A | #N/A | #N/A | #N/A | #N/A | #N/A
#N/A | #N/A | #N/A | #N/A | 857 | #N/A | #N/A | #N/A | #N/A | #N/A | #N/A
#N/A | #N/A | #N/A | #N/A | 857 | #N/A | #N/A | #N/A | #N/A | #N/A | #N/A
#N/A | #N/A | #N/A | #N/A | 857 | #N/A | #N/A | #N/A | #N/A | #N/A | #N/A
#N/A | #N/A | #N/A | #N/A | 857 | #N/A | #N/A | #N/A | #N/A | #N/A | #N/A
#N/A | #N/A | #N/A | #N/A | 857 | #N/A | #N/A | #N/A | #N/A | #N/A | #N/A
#N/A | #N/A | #N/A | #N/A | 857 | #N/A | #N/A | #N/A | #N/A | #N/A | #N/A
#N/A | #N/A | #N/A | #N/A | 857 | #N/A | #N/A | #N/A | #N/A | #N/A | #N/A
#N/A | #N/A | #N/A | #N/A | 857 | #N/A | #N/A | #N/A | #N/A | #N/A | #N/A
#N/A | #N/A | #N/A | #N/A | 857 | #N/A | #N/A | #N/A | #N/A | #N/A | #N/A
#N/A | #N/A | #N/A | #N/A | 857 | #N/A | #N/A | #N/A | #N/A | #N/A | #N/A
#N/A | #N/A | #N/A | #N/A | 857 | #N/A | #N/A | #N/A | #N/A | #N/A | #N/A
#N/A | #N/A | #N/A | #N/A | 857 | #N/A | #N/A | #N/A | #N/A | #N/A | #N/A
#N/A | #N/A | #N/A | #N/A | 857 | #N/A | #N/A | #N/A | #N/A | #N/A | #N/A
#N/A | #N/A | #N/A | #N/A | 857 | #N/A | #N/A | #N/A | #N/A | #N/A | #N/A
#N/A | #N/A | #N/A | #N/A | 857 | #N/A | #N/A | #N/A | #N/A | #N/A | #N/A
#N/A | #N/A | #N/A | #N/A | 857 | #N/A | #N/A | #N/A | #N/A | #N/A | #N/A
#N/A | #N/A | #N/A | #N/A | 857 | #N/A | #N/A | #N/A | #N/A | #N/A | #N/A
#N/A | #N/A | #N/A | #N/A | 857 | #N/A | #N/A | #N/A | #N/A | #N/A | #N/A
#N/A | #N/A | #N/A | #N/A | 857 | #N/A | #N/A | #N/A | #N/A | #N/A | #N/A
#N/A | #N/A | #N/A | #N/A | 857 | #N/A | #N/A | #N/A | #N/A | #N/A | #N/A
#N/A | #N/A | #N/A | #N/A | 857 | #N/A | #N/A | #N/A | #N/A | #N/A | #N/A
#N/A | #N/A | #N/A | #N/A | 857 | #N/A | #N/A | #N/A | #N/A | #N/A | #N/A
#N/A | #N/A | #N/A | #N/A | 857 | #N/A | #N/A | #N/A | #N/A | #N/A | #N/A
#N/A | #N/A | #N/A | #N/A | 857 | #N/A | #N/A | #N/A | #N/A | #N/A | #N/A
#N/A | #N/A | #N/A | #N/A | 857 | #N/A | #N/A | #N/A | #N/A | #N/A | #N/A
#N/A | #N/A | #N/A | #N/A | 857 | #N/A | #N/A | #N/A | #N/A | #N/A | #N/A
#N/A | #N/A | #N/A | #N/A | 857 | #N/A | #N/A | #N/A | #N/A | #N/A | #N/A
#N/A | #N/A | #N/A | #N/A | 857 | #N/A | #N/A | #N/A | #N/A | #N/A | #N/A
#N/A | #N/A | #N/A | #N/A | 857 | #N/A | #N/A | #N/A | #N/A | #N/A | #N/A
#N/A | #N/A | #N/A | #N/A | 857 | #N/A | #N/A | #N/A | #N/A | #N/A | #N/A
#N/A | #N/A | #N/A | #N/A | 857 | #N/A | #N/A | #N/A | #N/A | #N/A | #N/A
#N/A | #N/A | #N/A | #N/A | 857 | #N/A | #N/A | #N/A | #N/A | #N/A | #N/A
#N/A | #N/A | #N/A | #N/A | 857 | #N/A | #N/A | #N/A | #N/A | #N/A | #N/A
#N/A | #N/A | #N/A | #N/A | 857 | #N/A | #N/A | #N/A | #N/A | #N/A | #N/A
#N/A | #N/A | #N/A | #N/A | 857 | #N/A | #N/A | #N/A | #N/A | #N/A | #N/A
#N/A | #N/A | #N/A | #N/A | 857 | #N/A | #N/A | #N/A | #N/A | #N/A | #N/A
#N/A | #N/A | #N/A | #N/A | 857 | #N/A | #N/A | #N/A | #N/A | #N/A | #N/A
#N/A | #N/A | #N/A | #N/A | 857 | #N/A | #N/A | #N/A | #N/A | #N/A | #N/A
#N/A | #N/A | #N/A | #N/A | 857 | #N/A | #N/A | #N/A | #N/A | #N/A | #N/A
#N/A | #N/A | #N/A | #N/A | 857 | #N/A | #N/A | #N/A | #N/A | #N/A | #N/A
#N/A | #N/A | #N/A | #N/A | 857 | #N/A | #N/A | #N/A | #N/A | #N/A | #N/A
#N/A | #N/A | #N/A | #N/A | 857 | #N/A | #N/A | #N/A | #N/A | #N/A | #N/A
#N/A | #N/A | #N/A | #N/A | 857 | #N/A | #N/A | #N/A | #N/A | #N/A | #N/A
#N/A | #N/A | #N/A | #N/A | 857 | #N/A | #N/A | #N/A | #N/A | #N/A | #N/A
#N/A | #N/A | #N/A | #N/A | 857 | #N/A | #N/A | #N/A | #N/A | #N/A | #N/A
#N/A | #N/A | #N/A | #N/A | 857 | #N/A | #N/A | #N/A | #N/A | #N/A | #N/A
#N/A | #N/A | #N/A | #N/A | 857 | #N/A | #N/A | #N/A | #N/A | #N/A | #N/A
#N/A | #N/A | #N/A | #N/A | 857 | #N/A | #N/A | #N/A | #N/A | #N/A | #N/A
#N/A | #N/A | #N/A | #N/A | 857 | #N/A | #N/A | #N/A | #N/A | #N/A | #N/A
#N/A | #N/A | #N/A | #N/A | 857 | #N/A | #N/A | #N/A | #N/A | #N/A | #N/A
#N/A | #N/A | #N/A | #N/A | 857 | #N/A | #N/A | #N/A | #N/A | #N/A | #N/A
#N/A | #N/A | #N/A | #N/A | 857 | #N/A | #N/A | #N/A | #N/A | #N/A | #N/A
#N/A | #N/A | #N/A | #N/A | 857 | #N/A | #N/A | #N/A | #N/A | #N/A | #N/A
#N/A | #N/A | #N/A | #N/A | 857 | #N/A | #N/A | #N/A | #N/A | #N/A | #N/A
#N/A | #N/A | #N/A | #N/A | 857 | #N/A | #N/A | #N/A | #N/A | #N/A | #N/A
#N/A | #N/A | #N/A | #N/A | 857 | #N/A | #N/A | #N/A | #N/A | #N/A | #N/A
#N/A | #N/A | #N/A | #N/A | 857 | #N/A | #N/A | #N/A | #N/A | #N/A | #N/A
#N/A | #N/A | #N/A | #N/A | 857 | #N/A | #N/A | #N/A | #N/A | #N/A | #N/A
#N/A | #N/A | #N/A | #N/A | 857 | #N/A | #N/A | #N/A | #N/A | #N/A | #N/A
#N/A | #N/A | #N/A | #N/A | 857 | #N/A | #N/A | #N/A | #N/A | #N/A | #N/A
#N/A | #N/A | #N/A | #N/A | 857 | #N/A | #N/A | #N/A | #N/A | #N/A | #N/A
#N/A | #N/A | #N/A | #N/A | 857 | #N/A | #N/A | #N/A | #N/A | #N/A | #N/A
#N/A | #N/A | #N/A | #N/A | 857 | #N/A | #N/A | #N/A | #N/A | #N/A | #N/A
#N/A | #N/A | #N/A | #N/A | 857 | #N/A | #N/A | #N/A | #N/A | #N/A | #N/A
#N/A | #N/A | #N/A | #N/A | 857 | #N/A | #N/A | #N/A | #N/A | #N/A | #N/A
#N/A | #N/A | #N/A | #N/A | 857 | #N/A | #N/A | #N/A | #N/A | #N/A | #N/A
#N/A | #N/A | #N/A | #N/A | 857 | #N/A | #N/A | #N/A | #N/A | #N/A | #N/A
#N/A | #N/A | #N/A | #N/A | 857 | #N/A | #N/A | #N/A | #N/A | #N/A | #N/A
#N/A | #N/A | #N/A | #N/A | 857 | #N/A | #N/A | #N/A | #N/A | #N/A | #N/A
#N/A | #N/A | #N/A | #N/A | 857 | #N/A | #N/A | #N/A | #N/A | #N/A | #N/A
#N/A | #N/A | #N/A | #N/A | 857 | #N/A | #N/A | #N/A | #N/A | #N/A | #N/A
#N/A | #N/A | #N/A | #N/A | 857 | #N/A | #N/A | #N/A | #N/A | #N/A | #N/A
#N/A | #N/A | #N/A | #N/A | 857 | #N/A | #N/A | #N/A | #N/A | #N/A | #N/A
#N/A | #N/A | #N/A | #N/A | 857 | #N/A | #N/A | #N/A | #N/A | #N/A | #N/A
#N/A | #N/A | #N/A | #N/A | 857 | #N/A | #N/A | #N/A | #N/A | #N/A | #N/A
#N/A | #N/A | #N/A | #N/A | 857 | #N/A | #N/A | #N/A | #N/A | #N/A | #N/A
#N/A | #N/A | #N/A | #N/A | 857 | #N/A | #N/A | #N/A | #N/A | #N/A | #N/A
#N/A | #N/A | #N/A | #N/A | 857 | #N/A | #N/A | #N/A | #N/A | #N/A | #N/A
#N/A | #N/A | #N/A | #N/A | 857 | #N/A | #N/A | #N/A | #N/A | #N/A | #N/A
#N/A | #N/A | #N/A | #N/A | 857 | #N/A | #N/A | #N/A | #N/A | #N/A | #N/A
#N/A | #N/A | #N/A | #N/A | 857 | #N/A | #N/A | #N/A | #N/A | #N/A | #N/A
#N/A | #N/A | #N/A | #N/A | 857 | #N/A | #N/A | #N/A | #N/A | #N/A | #N/A
#N/A | #N/A | #N/A | #N/A | 857 | #N/A | #N/A | #N/A | #N/A | #N/A | #N/A
#N/A | #N/A | #N/A | #N/A | 857 | #N/A | #N/A | #N/A | #N/A | #N/A | #N/A
#N/A | #N/A | #N/A | #N/A | 857 | #N/A | #N/A | #N/A | #N/A | #N/A | #N/A
#N/A | #N/A | #N/A | #N/A | 857 | #N/A | #N/A | #N/A | #N/A | #N/A | #N/A
#N/A | #N/A | #N/A | #N/A | 857 | #N/A | #N/A | #N/A | #N/A | #N/A | #N/A
#N/A | #N/A | #N/A | #N/A | 857 | #N/A | #N/A | #N/A | #N/A | #N/A | #N/A
#N/A | #N/A | #N/A | #N/A | 857 | #N/A | #N/A | #N/A | #N/A | #N/A | #N/A
#N/A | #N/A | #N/A | #N/A | 857 | #N/A | #N/A | #N/A | #N/A | #N/A | #N/A
#N/A | #N/A | #N/A | #N/A | 857 | #N/A | #N/A | #N/A | #N/A | #N/A | #N/A
#N/A | #N/A | #N/A | #N/A | 857 | #N/A | #N/A | #N/A | #N/A | #N/A | #N/A
#N/A | #N/A | #N/A | #N/A | 857 | #N/A | #N/A | #N/A | #N/A | #N/A | #N/A
#N/A | #N/A | #N/A | #N/A | 857 | #N/A | #N/A | #N/A | #N/A | #N/A | #N/A
#N/A | #N/A | #N/A | #N/A | 857 | #N/A | #N/A | #N/A | #N/A | #N/A | #N/A
#N/A | #N/A | #N/A | #N/A | 857 | #N/A | #N/A | #N/A | #N/A | #N/A | #N/A
#N/A | #N/A | #N/A | #N/A | 857 | #N/A | #N/A | #N/A | #N/A | #N/A | #N/A
#N/A | #N/A | #N/A | #N/A | 857 | #N/A | #N/A | #N/A | #N/A | #N/A | #N/A
#N/A | #N/A | #N/A | #N/A | 857 | #N/A | #N/A | #N/A | #N/A | #N/A | #N/A
#N/A | #N/A | #N/A | #N/A | 857 | #N/A | #N/A | #N/A | #N/A | #N/A | #N/A
#N/A | #N/A | #N/A | #N/A | 857 | #N/A | #N/A | #N/A | #N/A | #N/A | #N/A
#N/A | #N/A | #N/A | #N/A | 857 | #N/A | #N/A | #N/A | #N/A | #N/A | #N/A
#N/A | #N/A | #N/A | #N/A | 857 | #N/A | #N/A | #N/A | #N/A | #N/A | #N/A
#N/A | #N/A | #N/A | #N/A | 857 | #N/A | #N/A | #N/A | #N/A | #N/A | #N/A
#N/A | #N/A | #N/A | #N/A | 857 | #N/A | #N/A | #N/A | #N/A | #N/A | #N/A
#N/A | #N/A | #N/A | #N/A | 857 | #N/A | #N/A | #N/A | #N/A | #N/A | #N/A
#N/A | #N/A | #N/A | #N/A | 857 | #N/A | #N/A | #N/A | #N/A | #N/A | #N/A
#N/A | #N/A | #N/A | #N/A | 857 | #N/A | #N/A | #N/A | #N/A | #N/A | #N/A
#N/A | #N/A | #N/A | #N/A | 857 | #N/A | #N/A | #N/A | #N/A | #N/A | #N/A
#N/A | #N/A | #N/A | #N/A | 857 | #N/A | #N/A | #N/A | #N/A | #N/A | #N/A
#N/A | #N/A | #N/A | #N/A | 857 | #N/A | #N/A | #N/A | #N/A | #N/A | #N/A
#N/A | #N/A | #N/A | #N/A | 857 | #N/A | #N/A | #N/A | #N/A | #N/A | #N/A
#N/A | #N/A | #N/A | #N/A | 857 | #N/A | #N/A | #N/A | #N/A | #N/A | #N/A
#N/A | #N/A | #N/A | #N/A | 857 | #N/A | #N/A | #N/A | #N/A | #N/A | #N/A
#N/A | #N/A | #N/A | #N/A | 857 | #N/A | #N/A | #N/A | #N/A | #N/A | #N/A
#N/A | #N/A | #N/A | #N/A | 857 | #N/A | #N/A | #N/A | #N/A | #N/A | #N/A
#N/A | #N/A | #N/A | #N/A | 857 | #N/A | #N/A | #N/A | #N/A | #N/A | #N/A
#N/A | #N/A | #N/A | #N/A | 857 | #N/A | #N/A | #N/A | #N/A | #N/A | #N/A
#N/A | #N/A | #N/A | #N/A | 857 | #N/A | #N/A | #N/A | #N/A | #N/A | #N/A
#N/A | #N/A | #N/A | #N/A | 857 | #N/A | #N/A | #N/A | #N/A | #N/A | #N/A
#N/A | #N/A | #N/A | #N/A | 857 | #N/A | #N/A | #N/A | #N/A | #N/A | #N/A
#N/A | #N/A | #N/A | #N/A | 857 | #N/A | #N/A | #N/A | #N/A | #N/A | #N/A
#N/A | #N/A | #N/A | #N/A | 857 | #N/A | #N/A | #N/A | #N/A | #N/A | #N/A
#N/A | #N/A | #N/A | #N/A | 857 | #N/A | #N/A | #N/A | #N/A | #N/A | #N/A
#N/A | #N/A | #N/A | #N/A | 857 | #N/A | #N/A | #N/A | #N/A | #N/A | #N/A
#N/A | #N/A | #N/A | #N/A | 857 | #N/A | #N/A | #N/A | #N/A | #N/A | #N/A
#N/A | #N/A | #N/A | #N/A | 857 | #N/A | #N/A | #N/A | #N/A | #N/A | #N/A
#N/A | #N/A | #N/A | #N/A | 857 | #N/A | #N/A | #N/A | #N/A | #N/A | #N/A
#N/A | #N/A | #N/A | #N/A | 857 | #N/A | #N/A | #N/A | #N/A | #N/A | #N/A
#N/A | #N/A | #N/A | #N/A | 857 | #N/A | #N/A | #N/A | #N/A | #N/A | #N/A
#N/A | #N/A | #N/A | #N/A | 857 | #N/A | #N/A | #N/A | #N/A | #N/A | #N/A
#N/A | #N/A | #N/A | #N/A | 857 | #N/A | #N/A | #N/A | #N/A | #N/A | #N/A
#N/A | #N/A | #N/A | #N/A | 857 | #N/A | #N/A | #N/A | #N/A | #N/A | #N/A
#N/A | #N/A | #N/A | #N/A | 857 | #N/A | #N/A | #N/A | #N/A | #N/A | #N/A
#N/A | #N/A | #N/A | #N/A | 857 | #N/A | #N/A | #N/A | #N/A | #N/A | #N/A
#N/A | #N/A | #N/A | #N/A | 857 | #N/A | #N/A | #N/A | #N/A | #N/A | #N/A
#N/A | #N/A | #N/A | #N/A | 857 | #N/A | #N/A | #N/A | #N/A | #N/A | #N/A
#N/A | #N/A | #N/A | #N/A | 857 | #N/A | #N/A | #N/A | #N/A | #N/A | #N/A
#N/A | #N/A | #N/A | #N/A | 857 | #N/A | #N/A | #N/A | #N/A | #N/A | #N/A
#N/A | #N/A | #N/A | #N/A | 857 | #N/A | #N/A | #N/A | #N/A | #N/A | #N/A
#N/A | #N/A | #N/A | #N/A | 857 | #N/A | #N/A | #N/A | #N/A | #N/A | #N/A
#N/A | #N/A | #N/A | #N/A | 857 | #N/A | #N/A | #N/A | #N/A | #N/A | #N/A
#N/A | #N/A | #N/A | #N/A | 857 | #N/A | #N/A | #N/A | #N/A | #N/A | #N/A
#N/A | #N/A | #N/A | #N/A | 857 | #N/A | #N/A | #N/A | #N/A | #N/A | #N/A
#N/A | #N/A | #N/A | #N/A | 857 | #N/A | #N/A | #N/A | #N/A | #N/A | #N/A
#N/A | #N/A | #N/A | #N/A | 857 | #N/A | #N/A | #N/A | #N/A | #N/A | #N/A
#N/A | #N/A | #N/A | #N/A | 857 | #N/A | #N/A | #N/A | #N/A | #N/A | #N/A
#N/A | #N/A | #N/A | #N/A | 857 | #N/A | #N/A | #N/A | #N/A | #N/A | #N/A
#N/A | #N/A | #N/A | #N/A | 857 | #N/A | #N/A | #N/A | #N/A | #N/A | #N/A
#N/A | #N/A | #N/A | #N/A | 857 | #N/A | #N/A | #N/A | #N/A | #N/A | #N/A
#N/A | #N/A | #N/A | #N/A | 857 | #N/A | #N/A | #N/A | #N/A | #N/A | #N/A
#N/A | #N/A | #N/A | #N/A | 857 | #N/A | #N/A | #N/A | #N/A | #N/A | #N/A
#N/A | #N/A | #N/A | #N/A | 857 | #N/A | #N/A | #N/A | #N/A | #N/A | #N/A
#N/A | #N/A | #N/A | #N/A | 857 | #N/A | #N/A | #N/A | #N/A | #N/A | #N/A
#N/A | #N/A | #N/A | #N/A | 857 | #N/A | #N/A | #N/A | #N/A | #N/A | #N/A
#N/A | #N/A | #N/A | #N/A | 857 | #N/A | #N/A | #N/A | #N/A | #N/A | #N/A
#N/A | #N/A | #N/A | #N/A | 857 | #N/A | #N/A | #N/A | #N/A | #N/A | #N/A
#N/A | #N/A | #N/A | #N/A | 857 | #N/A | #N/A | #N/A | #N/A | #N/A | #N/A
#N/A | #N/A | #N/A | #N/A | 857 | #N/A | #N/A | #N/A | #N/A | #N/A | #N/A
#N/A | #N/A | #N/A | #N/A | 857 | #N/A | #N/A | #N/A | #N/A | #N/A | #N/A
#N/A | #N/A | #N/A | #N/A | 857 | #N/A | #N/A | #N/A | #N/A | #N/A | #N/A
#N/A | #N/A | #N/A | #N/A | 857 | #N/A | #N/A | #N/A | #N/A | #N/A | #N/A
#N/A | #N/A | #N/A | #N/A | 857 | #N/A | #N/A | #N/A | #N/A | #N/A | #N/A
#N/A | #N/A | #N/A | #N/A | 857 | #N/A | #N/A | #N/A | #N/A | #N/A | #N/A
#N/A | #N/A | #N/A | #N/A | 857 | #N/A | #N/A | #N/A | #N/A | #N/A | #N/A
#N/A | #N/A | #N/A | #N/A | 857 | #N/A | #N/A | #N/A | #N/A | #N/A | #N/A
#N/A | #N/A | #N/A | #N/A | 857 | #N/A | #N/A | #N/A | #N/A | #N/A | #N/A
#N/A | #N/A | #N/A | #N/A | 857 | #N/A | #N/A | #N/A | #N/A | #N/A | #N/A
#N/A | #N/A | #N/A | #N/A | 857 | #N/A | #N/A | #N/A | #N/A | #N/A | #N/A
#N/A | #N/A | #N/A | #N/A | 857 | #N/A | #N/A | #N/A | #N/A | #N/A | #N/A
#N/A | #N/A | #N/A | #N/A | 857 | #N/A | #N/A | #N/A | #N/A | #N/A | #N/A
#N/A | #N/A | #N/A | #N/A | 857 | #N/A | #N/A | #N/A | #N/A | #N/A | #N/A
#N/A | #N/A | #N/A | #N/A | 857 | #N/A | #N/A | #N/A | #N/A | #N/A | #N/A
#N/A | #N/A | #N/A | #N/A | 857 | #N/A | #N/A | #N/A | #N/A | #N/A | #N/A
#N/A | #N/A | #N/A | #N/A | 857 | #N/A | #N/A | #N/A | #N/A | #N/A | #N/A
#N/A | #N/A | #N/A | #N/A | 857 | #N/A | #N/A | #N/A | #N/A | #N/A | #N/A
#N/A | #N/A | #N/A | #N/A | 857 | #N/A | #N/A | #N/A | #N/A | #N/A | #N/A
#N/A | #N/A | #N/A | #N/A | 857 | #N/A | #N/A | #N/A | #N/A | #N/A | #N/A
#N/A | #N/A | #N/A | #N/A | 857 | #N/A | #N/A | #N/A | #N/A | #N/A | #N/A
#N/A | #N/A | #N/A | #N/A | 857 | #N/A | #N/A | #N/A | #N/A | #N/A | #N/A
#N/A | #N/A | #N/A | #N/A | 857 | #N/A | #N/A | #N/A | #N/A | #N/A | #N/A
#N/A | #N/A | #N/A | #N/A | 857 | #N/A | #N/A | #N/A | #N/A | #N/A | #N/A
#N/A | #N/A | #N/A | #N/A | 857 | #N/A | #N/A | #N/A | #N/A | #N/A | #N/A
#N/A | #N/A | #N/A | #N/A | 857 | #N/A | #N/A | #N/A | #N/A | #N/A | #N/A
#N/A | #N/A | #N/A | #N/A | 857 | #N/A | #N/A | #N/A | #N/A | #N/A | #N/A
#N/A | #N/A | #N/A | #N/A | 857 | #N/A | #N/A | #N/A | #N/A | #N/A | #N/A
#N/A | #N/A | #N/A | #N/A | 857 | #N/A | #N/A | #N/A | #N/A | #N/A | #N/A
#N/A | #N/A | #N/A | #N/A | 857 | #N/A | #N/A | #N/A | #N/A | #N/A | #N/A
#N/A | #N/A | #N/A | #N/A | 857 | #N/A | #N/A | #N/A | #N/A | #N/A | #N/A
#N/A | #N/A | #N/A | #N/A | 857 | #N/A | #N/A | #N/A | #N/A | #N/A | #N/A
#N/A | #N/A | #N/A | #N/A | 857 | #N/A | #N/A | #N/A | #N/A | #N/A | #N/A
#N/A | #N/A | #N/A | #N/A | 857 | #N/A | #N/A | #N/A | #N/A | #N/A | #N/A
#N/A | #N/A | #N/A | #N/A | 857 | #N/A | #N/A | #N/A | #N/A | #N/A | #N/A
#N/A | #N/A | #N/A | #N/A | 857 | #N/A | #N/A | #N/A | #N/A | #N/A | #N/A
#N/A | #N/A | #N/A | #N/A | 857 | #N/A | #N/A | #N/A | #N/A | #N/A | #N/A
#N/A | #N/A | #N/A | #N/A | 857 | #N/A | #N/A | #N/A | #N/A | #N/A | #N/A
#N/A | #N/A | #N/A | #N/A | 857 | #N/A | #N/A | #N/A | #N/A | #N/A | #N/A
#N/A | #N/A | #N/A | #N/A | 857 | #N/A | #N/A | #N/A | #N/A | #N/A | #N/A
#N/A | #N/A | #N/A | #N/A | 857 | #N/A | #N/A | #N/A | #N/A | #N/A | #N/A
#N/A | #N/A | #N/A | #N/A | 857 | #N/A | #N/A | #N/A | #N/A | #N/A | #N/A
#N/A | #N/A | #N/A | #N/A | 857 | #N/A | #N/A | #N/A | #N/A | #N/A | #N/A
#N/A | #N/A | #N/A | #N/A | 857 | #N/A | #N/A | #N/A | #N/A | #N/A | #N/A
#N/A | #N/A | #N/A | #N/A | 857 | #N/A | #N/A | #N/A | #N/A | #N/A | #N/A
#N/A | #N/A | #N/A | #N/A | 857 | #N/A | #N/A | #N/A | #N/A | #N/A | #N/A
#N/A | #N/A | #N/A | #N/A | 857 | #N/A | #N/A | #N/A | #N/A | #N/A | #N/A
#N/A | #N/A | #N/A | #N/A | 857 | #N/A | #N/A | #N/A | #N/A | #N/A | #N/A
#N/A | #N/A | #N/A | #N/A | 857 | #N/A | #N/A | #N/A | #N/A | #N/A | #N/A
#N/A | #N/A | #N/A | #N/A | 857 | #N/A | #N/A | #N/A | #N/A | #N/A | #N/A
#N/A | #N/A | #N/A | #N/A | 857 | #N/A | #N/A | #N/A | #N/A | #N/A | #N/A
#N/A | #N/A | #N/A | #N/A | 857 | #N/A | #N/A | #N/A | #N/A | #N/A | #N/A
#N/A | #N/A | #N/A | #N/A | 857 | #N/A | #N/A | #N/A | #N/A | #N/A | #N/A
#N/A | #N/A | #N/A | #N/A | 857 | #N/A | #N/A | #N/A | #N/A | #N/A | #N/A
#N/A | #N/A | #N/A | #N/A | 857 | #N/A | #N/A | #N/A | #N/A | #N/A | #N/A
#N/A | #N/A | #N/A | #N/A | 857 | #N/A | #N/A | #N/A | #N/A | #N/A | #N/A
#N/A | #N/A | #N/A | #N/A | 857 | #N/A | #N/A | #N/A | #N/A | #N/A | #N/A
#N/A | #N/A | #N/A | #N/A | 857 | #N/A | #N/A | #N/A | #N/A | #N/A | #N/A
#N/A | #N/A | #N/A | #N/A | 857 | #N/A | #N/A | #N/A | #N/A | #N/A | #N/A
#N/A | #N/A | #N/A | #N/A | 857 | #N/A | #N/A | #N/A | #N/A | #N/A | #N/A
#N/A | #N/A | #N/A | #N/A | 857 | #N/A | #N/A | #N/A | #N/A | #N/A | #N/A
#N/A | #N/A | #N/A | #N/A | 857 | #N/A | #N/A | #N/A | #N/A | #N/A | #N/A
#N/A | #N/A | #N/A | #N/A | 857 | #N/A | #N/A | #N/A | #N/A | #N/A | #N/A
#N/A | #N/A | #N/A | #N/A | 857 | #N/A | #N/A | #N/A | #N/A | #N/A | #N/A
#N/A | #N/A | #N/A | #N/A | 857 | #N/A | #N/A | #N/A | #N/A | #N/A | #N/A
#N/A | #N/A | #N/A | #N/A | 857 | #N/A | #N/A | #N/A | #N/A | #N/A | #N/A
#N/A | #N/A | #N/A | #N/A | 857 | #N/A | #N/A | #N/A | #N/A | #N/A | #N/A
#N/A | #N/A | #N/A | #N/A | 857 | #N/A | #N/A | #N/A | #N/A | #N/A | #N/A
#N/A | #N/A | #N/A | #N/A | 857 | #N/A | #N/A | #N/A | #N/A | #N/A | #N/A
#N/A | #N/A | #N/A | #N/A | 857 | #N/A | #N/A | #N/A | #N/A | #N/A | #N/A
#N/A | #N/A | #N/A | #N/A | 857 | #N/A | #N/A | #N/A | #N/A | #N/A | #N/A
#N/A | #N/A | #N/A | #N/A | 857 | #N/A | #N/A | #N/A | #N/A | #N/A | #N/A
#N/A | #N/A | #N/A | #N/A | 857 | #N/A | #N/A | #N/A | #N/A | #N/A | #N/A
#N/A | #N/A | #N/A | #N/A | 857 | #N/A | #N/A | #N/A | #N/A | #N/A | #N/A
#N/A | #N/A | #N/A | #N/A | 857 | #N/A | #N/A | #N/A | #N/A | #N/A | #N/A
#N/A | #N/A | #N/A | #N/A | 857 | #N/A | #N/A | #N/A | #N/A | #N/A | #N/A
#N/A | #N/A | #N/A | #N/A | 857 | #N/A | #N/A | #N/A | #N/A | #N/A | #N/A
#N/A | #N/A | #N/A | #N/A | 857 | #N/A | #N/A | #N/A | #N/A | #N/A | #N/A
#N/A | #N/A | #N/A | #N/A | 857 | #N/A | #N/A | #N/A | #N/A | #N/A | #N/A
#N/A | #N/A | #N/A | #N/A | 857 | #N/A | #N/A | #N/A | #N/A | #N/A | #N/A
#N/A | #N/A | #N/A | #N/A | 857 | #N/A | #N/A | #N/A | #N/A | #N/A | #N/A
#N/A | #N/A | #N/A | #N/A | 857 | #N/A | #N/A | #N/A | #N/A | #N/A | #N/A
#N/A | #N/A | #N/A | #N/A | 857 | #N/A | #N/A | #N/A | #N/A | #N/A | #N/A
#N/A | #N/A | #N/A | #N/A | 857 | #N/A | #N/A | #N/A | #N/A | #N/A | #N/A
#N/A | #N/A | #N/A | #N/A | 857 | #N/A | #N/A | #N/A | #N/A | #N/A | #N/A
#N/A | #N/A | #N/A | #N/A | 857 | #N/A | #N/A | #N/A | #N/A | #N/A | #N/A
#N/A | #N/A | #N/A | #N/A | 857 | #N/A | #N/A | #N/A | #N/A | #N/A | #N/A
#N/A | #N/A | #N/A | #N/A | 857 | #N/A | #N/A | #N/A | #N/A | #N/A | #N/A
#N/A | #N/A | #N/A | #N/A | 857 | #N/A | #N/A | #N/A | #N/A | #N/A | #N/A
#N/A | #N/A | #N/A | #N/A | 857 | #N/A | #N/A | #N/A | #N/A | #N/A | #N/A
#N/A | #N/A | #N/A | #N/A | 857 | #N/A | #N/A | #N/A | #N/A | #N/A | #N/A
#N/A | #N/A | #N/A | #N/A | 857 | #N/A | #N/A | #N/A | #N/A | #N/A | #N/A
#N/A | #N/A | #N/A | #N/A | 857 | #N/A | #N/A | #N/A | #N/A | #N/A | #N/A
#N/A | #N/A | #N/A | #N/A | 857 | #N/A | #N/A | #N/A | #N/A | #N/A | #N/A
#N/A | #N/A | #N/A | #N/A | 857 | #N/A | #N/A | #N/A | #N/A | #N/A | #N/A
#N/A | #N/A | #N/A | #N/A | 857 | #N/A | #N/A | #N/A | #N/A | #N/A | #N/A
#N/A | #N/A | #N/A | #N/A | 857 | #N/A | #N/A | #N/A | #N/A | #N/A | #N/A
#N/A | #N/A | #N/A | #N/A | 857 | #N/A | #N/A | #N/A | #N/A | #N/A | #N/A
#N/A | #N/A | #N/A | #N/A | 857 | #N/A | #N/A | #N/A | #N/A | #N/A | #N/A
#N/A | #N/A | #N/A | #N/A | 857 | #N/A | #N/A | #N/A | #N/A | #N/A | #N/A
#N/A | #N/A | #N/A | #N/A | 857 | #N/A | #N/A | #N/A | #N/A | #N/A | #N/A
#N/A | #N/A | #N/A | #N/A | 857 | #N/A | #N/A | #N/A | #N/A | #N/A | #N/A
#N/A | #N/A | #N/A | #N/A | 857 | #N/A | #N/A | #N/A | #N/A | #N/A | #N/A
#N/A | #N/A | #N/A | #N/A | 857 | #N/A | #N/A | #N/A | #N/A | #N/A | #N/A
#N/A | #N/A | #N/A | #N/A | 857 | #N/A | #N/A | #N/A | #N/A | #N/A | #N/A
#N/A | #N/A | #N/A | #N/A | 857 | #N/A | #N/A | #N/A | #N/A | #N/A | #N/A
#N/A | #N/A | #N/A | #N/A | 857 | #N/A | #N/A | #N/A | #N/A | #N/A | #N/A
#N/A | #N/A | #N/A | #N/A | 857 | #N/A | #N/A | #N/A | #N/A | #N/A | #N/A
#N/A | #N/A | #N/A | #N/A | 857 | #N/A | #N/A | #N/A | #N/A | #N/A | #N/A
#N/A | #N/A | #N/A | #N/A | 857 | #N/A | #N/A | #N/A | #N/A | #N/A | #N/A
#N/A | #N/A | #N/A | #N/A | 857 | #N/A | #N/A | #N/A | #N/A | #N/A | #N/A
#N/A | #N/A | #N/A | #N/A | 857 | #N/A | #N/A | #N/A | #N/A | #N/A | #N/A
#N/A | #N/A | #N/A | #N/A | 857 | #N/A | #N/A | #N/A | #N/A | #N/A | #N/A
#N/A | #N/A | #N/A | #N/A | 857 | #N/A | #N/A | #N/A | #N/A | #N/A | #N/A
#N/A | #N/A | #N/A | #N/A | 857 | #N/A | #N/A | #N/A | #N/A | #N/A | #N/A
#N/A | #N/A | #N/A | #N/A | 857 | #N/A | #N/A | #N/A | #N/A | #N/A | #N/A
#N/A | #N/A | #N/A | #N/A | 857 | #N/A | #N/A | #N/A | #N/A | #N/A | #N/A
#N/A | #N/A | #N/A | #N/A | 857 | #N/A | #N/A | #N/A | #N/A | #N/A | #N/A
#N/A | #N/A | #N/A | #N/A | 857 | #N/A | #N/A | #N/A | #N/A | #N/A | #N/A
#N/A | #N/A | #N/A | #N/A | 857 | #N/A | #N/A | #N/A | #N/A | #N/A | #N/A
#N/A | #N/A | #N/A | #N/A | 857 | #N/A | #N/A | #N/A | #N/A | #N/A | #N/A
#N/A | #N/A | #N/A | #N/A | 857 | #N/A | #N/A | #N/A | #N/A | #N/A | #N/A
#N/A | #N/A | #N/A | #N/A | 857 | #N/A | #N/A | #N/A | #N/A | #N/A | #N/A
#N/A | #N/A | #N/A | #N/A | 857 | #N/A | #N/A | #N/A | #N/A | #N/A | #N/A
#N/A | #N/A | #N/A | #N/A | 857 | #N/A | #N/A | #N/A | #N/A | #N/A | #N/A
#N/A | #N/A | #N/A | #N/A | 857 | #N/A | #N/A | #N/A | #N/A | #N/A | #N/A
#N/A | #N/A | #N/A | #N/A | 857 | #N/A | #N/A | #N/A | #N/A | #N/A | #N/A
#N/A | #N/A | #N/A | #N/A | 857 | #N/A | #N/A | #N/A | #N/A | #N/A | #N/A
#N/A | #N/A | #N/A | #N/A | 857 | #N/A | #N/A | #N/A | #N/A | #N/A | #N/A
#N/A | #N/A | #N/A | #N/A | 857 | #N/A | #N/A | #N/A | #N/A | #N/A | #N/A
#N/A | #N/A | #N/A | #N/A | 857 | #N/A | #N/A | #N/A | #N/A | #N/A | #N/A
#N/A | #N/A | #N/A | #N/A | 857 | #N/A | #N/A | #N/A | #N/A | #N/A | #N/A
#N/A | #N/A | #N/A | #N/A | 857 | #N/A | #N/A | #N/A | #N/A | #N/A | #N/A
#N/A | #N/A | #N/A | #N/A | 857 | #N/A | #N/A | #N/A | #N/A | #N/A | #N/A
#N/A | #N/A | #N/A | #N/A | 857 | #N/A | #N/A | #N/A | #N/A | #N/A | #N/A
#N/A | #N/A | #N/A | #N/A | 857 | #N/A | #N/A | #N/A | #N/A | #N/A | #N/A
#N/A | #N/A | #N/A | #N/A | 857 | #N/A | #N/A | #N/A | #N/A | #N/A | #N/A
#N/A | #N/A | #N/A | #N/A | 857 | #N/A | #N/A | #N/A | #N/A | #N/A | #N/A
#N/A | #N/A | #N/A | #N/A | 857 | #N/A | #N/A | #N/A | #N/A | #N/A | #N/A
#N/A | #N/A | #N/A | #N/A | 857 | #N/A | #N/A | #N/A | #N/A | #N/A | #N/A
#N/A | #N/A | #N/A | #N/A | 857 | #N/A | #N/A | #N/A | #N/A | #N/A | #N/A
#N/A | #N/A | #N/A | #N/A | 857 | #N/A | #N/A | #N/A | #N/A | #N/A | #N/A
#N/A | #N/A | #N/A | #N/A | 857 | #N/A | #N/A | #N/A | #N/A | #N/A | #N/A
#N/A | #N/A | #N/A | #N/A | 857 | #N/A | #N/A | #N/A | #N/A | #N/A | #N/A
#N/A | #N/A | #N/A | #N/A | 857 | #N/A | #N/A | #N/A | #N/A | #N/A | #N/A
#N/A | #N/A | #N/A | #N/A | 857 | #N/A | #N/A | #N/A | #N/A | #N/A | #N/A
#N/A | #N/A | #N/A | #N/A | 857 | #N/A | #N/A | #N/A | #N/A | #N/A | #N/A
#N/A | #N/A | #N/A | #N/A | 857 | #N/A | #N/A | #N/A | #N/A | #N/A | #N/A
#N/A | #N/A | #N/A | #N/A | 857 | #N/A | #N/A | #N/A | #N/A | #N/A | #N/A
#N/A | #N/A | #N/A | #N/A | 857 | #N/A | #N/A | #N/A | #N/A | #N/A | #N/A
#N/A | #N/A | #N/A | #N/A | 857 | #N/A | #N/A | #N/A | #N/A | #N/A | #N/A
#N/A | #N/A | #N/A | #N/A | 857 | #N/A | #N/A | #N/A | #N/A | #N/A | #N/A
#N/A | #N/A | #N/A | #N/A | 857 | #N/A | #N/A | #N/A | #N/A | #N/A | #N/A
#N/A | #N/A | #N/A | #N/A | 857 | #N/A | #N/A | #N/A | #N/A | #N/A | #N/A
#N/A | #N/A | #N/A | #N/A | 857 | #N/A | #N/A | #N/A | #N/A | #N/A | #N/A
#N/A | #N/A | #N/A | #N/A | 857 | #N/A | #N/A | #N/A | #N/A | #N/A | #N/A
#N/A | #N/A | #N/A | #N/A | 857 | #N/A | #N/A | #N/A | #N/A | #N/A | #N/A
#N/A | #N/A | #N/A | #N/A | 857 | #N/A | #N/A | #N/A | #N/A | #N/A | #N/A
#N/A | #N/A | #N/A | #N/A | 857 | #N/A | #N/A | #N/A | #N/A | #N/A | #N/A
#N/A | #N/A | #N/A | #N/A | 857 | #N/A | #N/A | #N/A | #N/A | #N/A | #N/A
#N/A | #N/A | #N/A | #N/A | 857 | #N/A | #N/A | #N/A | #N/A | #N/A | #N/A
#N/A | #N/A | #N/A | #N/A | 857 | #N/A | #N/A | #N/A | #N/A | #N/A | #N/A
#N/A | #N/A | #N/A | #N/A | 857 | #N/A | #N/A | #N/A | #N/A | #N/A | #N/A
#N/A | #N/A | #N/A | #N/A | 857 | #N/A | #N/A | #N/A | #N/A | #N/A | #N/A
#N/A | #N/A | #N/A | #N/A | 857 | #N/A | #N/A | #N/A | #N/A | #N/A | #N/A
#N/A | #N/A | #N/A | #N/A | 857 | #N/A | #N/A | #N/A | #N/A | #N/A | #N/A